## Model
Semi-Infinite Finite Difference Model |  |  |  |  | 8HR MODEL
k Constants
k_ice: | 1.298 | Btu/hrft
k_in: | 0.0208 | Btu/hrft
k_con: | 0.8089 | Btu/hrft | [9 empty] | * I turned off the conditional formatting as it really slowed down my excel workbook.
Tube Surface Temp |  | 14
Tube Spacing |  | 6 | in | 0.5
Total Number of Tubes |  |  | 70 | Tubes | [6 empty] | Top Surface Heat Transfer |  |  | 88111.5364 | Btu/hr | Resistance_Ice | 0.059584 | hrft^2degF/Btu
[11 empty] | Bottom Surface Heat Transfer |  |  | 234.3277 | Btu/hr | Resistance | 107.5417 | hrft^2degF/Btu
[11 empty] | Insulation Heat Transfer |  |  | 79.1343 | Btu/hr | Resistance | 318.4459
[11 empty] | Total Surface Heat Flux |  |  | 705447.5141 | Btu/hrft^2 | Resistance
Dx
0.1 | in | 0.0083333 | ft
| q'' | 8.5653 | 8.673 | 8.9989 | 9.551 | 10.3433 | 11.3957 | 12.7349 | 14.395 | 16.4188 | 18.8591 | 21.7807 | 25.2634 | 29.405 | 34.3271 | 40.1823 | 47.1655 | 55.531 | 65.6191 | 77.8997 | 93.0449 | 112.054 | 136.4779 | 168.8295 | 213.3461 | 277.3448 | 373.1416 | 517.6378 | 708.7978 | 759.9532 | 773.4152 | 776.1076 | 773.4151 | 759.9528 | 708.7962 | 517.6318 | 373.1305 | 277.3279 | 213.323 | 168.7997 | 136.4406 | 112.0083 | 92.9897 | 77.8338 | 65.5407 | 55.4383 | 47.0561 | 40.0535 | 34.1758 | 29.2275 | 25.0553 | 21.5369 | 18.5735 | 16.0844 | 14.0036 | 12.2769 | 10.8597 | 9.7162 | 8.8173 | 8.1404 | 7.6687 | 7.3902 | 7.2982
| q | 0.53533 | 1.0841 | 1.1249 | 1.1939 | 1.2929 | 1.4245 | 1.5919 | 1.7994 | 2.0523 | 2.3574 | 2.7226 | 3.1579 | 3.6756 | 4.2909 | 5.0228 | 5.8957 | 6.9414 | 8.2024 | 9.7375 | 11.6306 | 14.0067 | 17.0597 | 21.1037 | 26.6683 | 34.6681 | 46.6427 | 64.7047 | 88.5997 | 94.9942 | 96.6769 | 97.0134 | 96.6769 | 94.9941 | 88.5995 | 64.704 | 46.6413 | 34.666 | 26.6654 | 21.1 | 17.0551 | 14.001 | 11.6237 | 9.7292 | 8.1926 | 6.9298 | 5.882 | 5.0067 | 4.272 | 3.6534 | 3.1319 | 2.6921 | 2.3217 | 2.0105 | 1.7505 | 1.5346 | 1.3575 | 1.2145 | 1.1022 | 1.0176 | 0.95858 | 0.92378 | 0.45614
Y
X | 0 | 0.05 | 0.1 | 0.2 | 0.3 | 0.4 | 0.5 | 0.6 | 0.7 | 0.8 | 0.9 | 1 | 1.1 | 1.2 | 1.3 | 1.4 | 1.5 | 1.6 | 1.7 | 1.8 | 1.9 | 2 | 2.1 | 2.2 | 2.3 | 2.4 | 2.5 | 2.6 | 2.7 | 2.8 | 2.9 | 3 | 3.1 | 3.2 | 3.3 | 3.4 | 3.5 | 3.6 | 3.7 | 3.8 | 3.9 | 4 | 4.1 | 4.2 | 4.3 | 4.4 | 4.5 | 4.6 | 4.7 | 4.8 | 4.9 | 5 | 5.1 | 5.2 | 5.3 | 5.4 | 5.5 | 5.6 | 5.7 | 5.8 | 5.9 | 5.95 | 6
| 0 | 24 | 24 | 24 | 24 | 24 | 24 | 24 | 24 | 24 | 24 | 24 | 24 | 24 | 24 | 24 | 24 | 24 | 24 | 24 | 24 | 24 | 24 | 24 | 24 | 24 | 24 | 24 | 24 | 24 | 24 | 24 | 24 | 24 | 24 | 24 | 24 | 24 | 24 | 24 | 24 | 24 | 24 | 24 | 24 | 24 | 24 | 24 | 24 | 24 | 24 | 24 | 24 | 24 | 24 | 24 | 24 | 24 | 24 | 24 | 24 | 24 | 24
| 0.1 | 23.945 | 23.9443 | 23.9422 | 23.9387 | 23.9336 | 23.9268 | 23.9182 | 23.9076 | 23.8946 | 23.8789 | 23.8602 | 23.8378 | 23.8112 | 23.7796 | 23.742 | 23.6972 | 23.6435 | 23.5787 | 23.4999 | 23.4026 | 23.2806 | 23.1238 | 22.9161 | 22.6303 | 22.2194 | 21.6044 | 20.6767 | 19.4494 | 19.121 | 19.0346 | 19.0173 | 19.0346 | 19.121 | 19.4494 | 20.6767 | 21.6045 | 22.2195 | 22.6304 | 22.9163 | 23.124 | 23.2809 | 23.403 | 23.5003 | 23.5792 | 23.6441 | 23.6979 | 23.7429 | 23.7806 | 23.8124 | 23.8391 | 23.8617 | 23.8808 | 23.8967 | 23.9101 | 23.9212 | 23.9303 | 23.9376 | 23.9434 | 23.9477 | 23.9508 | 23.9526 | 23.9531
| 0.2 | 23.8914 | 23.89 | 23.8859 | 23.8789 | 23.8689 | 23.8555 | 23.8385 | 23.8175 | 23.7919 | 23.7609 | 23.7239 | 23.6798 | 23.6274 | 23.5652 | 23.4913 | 23.4033 | 23.298 | 23.1715 | 23.0181 | 22.8301 | 22.596 | 22.2985 | 21.9103 | 21.3857 | 20.643 | 19.5214 | 17.653 | 14 | 14 | 14 | 14 | 14 | 14 | 14 | 17.6531 | 19.5216 | 20.6432 | 21.3859 | 21.9107 | 22.299 | 22.5965 | 22.8308 | 23.019 | 23.1725 | 23.2992 | 23.4046 | 23.4929 | 23.5671 | 23.6297 | 23.6825 | 23.727 | 23.7646 | 23.7961 | 23.8225 | 23.8443 | 23.8623 | 23.8768 | 23.8882 | 23.8968 | 23.9028 | 23.9063 | 23.9075
| 0.3 | 23.8405 | 23.8385 | 23.8325 | 23.8222 | 23.8074 | 23.7878 | 23.7629 | 23.732 | 23.6944 | 23.649 | 23.5948 | 23.5302 | 23.4535 | 23.3625 | 23.2547 | 23.1265 | 22.9739 | 22.7912 | 22.5711 | 22.3036 | 21.9747 | 21.5639 | 21.0409 | 20.3591 | 19.4454 | 18.1853 | 16.4138 | 14 | [5 empty] | 14 | 16.4139 | 18.1855 | 19.4457 | 20.3595 | 21.0415 | 21.5646 | 21.9755 | 22.3046 | 22.5723 | 22.7926 | 22.9756 | 23.1286 | 23.2571 | 23.3654 | 23.4568 | 23.5341 | 23.5993 | 23.6544 | 23.7006 | 23.7393 | 23.7714 | 23.7978 | 23.8191 | 23.8358 | 23.8484 | 23.8572 | 23.8624 | 23.8641
| 0.4 | 23.7937 | 23.7911 | 23.7832 | 23.7699 | 23.7508 | 23.7255 | 23.6932 | 23.6533 | 23.6046 | 23.546 | 23.476 | 23.3926 | 23.2938 | 23.1768 | 23.0383 | 22.8743 | 22.6797 | 22.4482 | 22.1714 | 21.8386 | 21.4352 | 20.9415 | 20.3304 | 19.5644 | 18.5942 | 17.3607 | 15.8169 | 14 | [5 empty] | 14 | 15.817 | 17.361 | 18.5946 | 19.5649 | 20.3311 | 20.9424 | 21.4363 | 21.8399 | 22.173 | 22.4501 | 22.682 | 22.8769 | 23.0414 | 23.1804 | 23.2981 | 23.3977 | 23.4819 | 23.5529 | 23.6127 | 23.6627 | 23.7043 | 23.7384 | 23.7659 | 23.7876 | 23.8039 | 23.8153 | 23.822 | 23.8242
| 0.5 | 23.752 | 23.7489 | 23.7394 | 23.7234 | 23.7005 | 23.67 | 23.6313 | 23.5833 | 23.5248 | 23.4545 | 23.3705 | 23.2706 | 23.1523 | 23.0125 | 22.8475 | 22.6526 | 22.4226 | 22.1504 | 21.8278 | 21.4441 | 20.9861 | 20.4367 | 19.7746 | 18.974 | 18.0061 | 16.8466 | 15.4931 | 14 |  |  | TUBE |  |  | 14 | 15.4933 | 16.8469 | 18.0066 | 18.9746 | 19.7754 | 20.4377 | 20.9874 | 21.4457 | 21.8297 | 22.1527 | 22.4253 | 22.6558 | 22.8512 | 23.0169 | 23.1574 | 23.2766 | 23.3775 | 23.4628 | 23.5345 | 23.5946 | 23.6446 | 23.6856 | 23.7187 | 23.7447 | 23.7643 | 23.778 | 23.7861 | 23.7887
| 0.6 | 23.7166 | 23.713 | 23.7022 | 23.6839 | 23.6577 | 23.6228 | 23.5785 | 23.5237 | 23.457 | 23.3766 | 23.2808 | 23.1669 | 23.0323 | 22.8734 | 22.6864 | 22.4663 | 22.2075 | 21.9031 | 21.5452 | 21.1241 | 20.6283 | 20.0445 | 19.3573 | 18.5507 | 17.6098 | 16.5263 | 15.309 | 14 | [5 empty] | 14 | 15.3091 | 16.5267 | 17.6104 | 18.5515 | 19.3583 | 20.0457 | 20.6298 | 21.1259 | 21.5474 | 21.9057 | 22.2105 | 22.4699 | 22.6906 | 22.8785 | 23.0382 | 23.1738 | 23.2889 | 23.3861 | 23.4681 | 23.5367 | 23.5937 | 23.6406 | 23.6785 | 23.7083 | 23.7307 | 23.7463 | 23.7556 | 23.7586
| 0.7 | 23.6883 | 23.6843 | 23.6725 | 23.6523 | 23.6234 | 23.5851 | 23.5364 | 23.476 | 23.4026 | 23.3144 | 23.209 | 23.0841 | 22.9365 | 22.7626 | 22.5583 | 22.3186 | 22.0379 | 21.7095 | 21.3259 | 20.8787 | 20.3586 | 19.7555 | 19.0596 | 18.2619 | 17.356 | 16.3398 | 15.2165 | 14 | [5 empty] | 14 | 15.2167 | 16.3402 | 17.3566 | 18.2627 | 19.0607 | 19.7569 | 20.3602 | 20.8807 | 21.3283 | 21.7123 | 22.0413 | 22.3226 | 22.563 | 22.7682 | 22.943 | 23.0917 | 23.2179 | 23.3248 | 23.4149 | 23.4903 | 23.5531 | 23.6047 | 23.6464 | 23.6791 | 23.7038 | 23.7211 | 23.7312 | 23.7346
| 0.8 | 23.6678 | 23.6637 | 23.651 | 23.6295 | 23.5987 | 23.5578 | 23.5058 | 23.4415 | 23.3632 | 23.2691 | 23.1569 | 23.0239 | 22.8669 | 22.6823 | 22.4656 | 22.212 | 21.9159 | 21.5709 | 21.1702 | 20.7063 | 20.1717 | 19.5594 | 18.8636 | 18.0812 | 17.2126 | 16.2605 | 15.217 | 14 | 14 | 14 | 14 | 14 | 14 | 14 | 15.2173 | 16.261 | 17.2133 | 18.0821 | 18.8648 | 19.5609 | 20.1735 | 20.7085 | 21.1728 | 21.574 | 21.9195 | 22.2163 | 22.4706 | 22.6882 | 22.8739 | 23.032 | 23.1664 | 23.2802 | 23.3762 | 23.4567 | 23.5237 | 23.5787 | 23.6231 | 23.6581 | 23.6845 | 23.7028 | 23.7137 | 23.7173
| 0.9 | 23.6558 | 23.6515 | 23.6383 | 23.616 | 23.584 | 23.5415 | 23.4876 | 23.4208 | 23.3396 | 23.242 | 23.1256 | 22.9877 | 22.8251 | 22.6339 | 22.4099 | 22.148 | 21.8428 | 21.4882 | 21.0776 | 20.6046 | 20.0627 | 19.4468 | 18.7543 | 17.9866 | 17.1526 | 16.2728 | 15.3911 | 14.6137 | 14.2922 | 14.1595 | 14.1232 | 14.1596 | 14.2922 | 14.6139 | 15.3914 | 16.2733 | 17.1533 | 17.9876 | 18.7555 | 19.4483 | 20.0645 | 20.6068 | 21.0803 | 21.4913 | 21.8466 | 22.1524 | 22.4151 | 22.64 | 22.8323 | 22.9962 | 23.1355 | 23.2535 | 23.3531 | 23.4367 | 23.5061 | 23.5632 | 23.6094 | 23.6457 | 23.6731 | 23.6921 | 23.7034 | 23.7071
| 1 | 23.6525 | 23.6481 | 23.6347 | 23.6122 | 23.5798 | 23.5368 | 23.4822 | 23.4146 | 23.3324 | 23.2336 | 23.1158 | 22.9763 | 22.8118 | 22.6184 | 22.3919 | 22.1273 | 21.8191 | 21.4613 | 21.0476 | 20.5716 | 20.0275 | 19.4109 | 18.7201 | 17.9585 | 17.1383 | 16.2868 | 15.4609 | 14.7717 | 14.3954 | 14.2228 | 14.1737 | 14.2228 | 14.3955 | 14.7718 | 15.4612 | 16.2873 | 17.139 | 17.9595 | 18.7213 | 19.4124 | 20.0294 | 20.5739 | 21.0503 | 21.4645 | 21.8229 | 22.1318 | 22.3972 | 22.6246 | 22.819 | 22.9848 | 23.1258 | 23.2453 | 23.3461 | 23.4306 | 23.501 | 23.5588 | 23.6055 | 23.6423 | 23.67 | 23.6893 | 23.7007 | 23.7044
| 1.1 | 23.7197 | 23.7153 | 23.7019 | 23.6794 | 23.647 | 23.604 | 23.5494 | 23.4819 | 23.3997 | 23.301 | 23.1833 | 23.0439 | 22.8795 | 22.6863 | 22.46 | 22.1957 | 21.8878 | 21.5305 | 21.1174 | 20.6422 | 20.0991 | 19.4838 | 18.7947 | 18.0354 | 17.2179 | 16.37 | 15.5483 | 14.8633 | 14.4869 | 14.3135 | 14.2641 | 14.3136 | 14.487 | 14.8635 | 15.5486 | 16.3705 | 17.2186 | 18.0363 | 18.796 | 19.4854 | 20.101 | 20.6445 | 21.1201 | 21.5337 | 21.8916 | 22.2002 | 22.4653 | 22.6925 | 22.8868 | 23.0524 | 23.1933 | 23.3127 | 23.4134 | 23.4979 | 23.5682 | 23.626 | 23.6727 | 23.7095 | 23.7371 | 23.7565 | 23.7678 | 23.7716
| 1.2 | 27.9176 | 27.9134 | 27.9006 | 27.879 | 27.848 | 27.807 | 27.7549 | 27.6905 | 27.6123 | 27.5185 | 27.407 | 27.2754 | 27.1207 | 26.9398 | 26.7289 | 26.4842 | 26.2013 | 25.8757 | 25.5032 | 25.0798 | 24.6027 | 24.0711 | 23.4874 | 22.8593 | 22.2026 | 21.5454 | 20.9326 | 20.4281 | 20.094 | 19.9131 | 19.8567 | 19.9131 | 20.0941 | 20.4283 | 20.933 | 21.5459 | 22.2034 | 22.8603 | 23.4886 | 24.0726 | 24.6046 | 25.082 | 25.5059 | 25.8789 | 26.205 | 26.4886 | 26.7341 | 26.9458 | 27.1278 | 27.2837 | 27.4168 | 27.5299 | 27.6256 | 27.706 | 27.7731 | 27.8283 | 27.8729 | 27.9081 | 27.9346 | 27.9531 | 27.964 | 27.9676
| 1.3 | 32.1239 | 32.12 | 32.1081 | 32.088 | 32.0592 | 32.021 | 31.9726 | 31.9128 | 31.8404 | 31.7537 | 31.6509 | 31.5299 | 31.3882 | 31.2232 | 31.0318 | 30.8109 | 30.5574 | 30.268 | 29.9399 | 29.5711 | 29.1609 | 28.7105 | 28.2244 | 27.7118 | 27.188 | 26.6763 | 26.2087 | 25.8224 | 25.5478 | 25.3882 | 25.3363 | 25.3883 | 25.548 | 25.8227 | 26.2091 | 26.6769 | 27.1888 | 27.7128 | 28.2256 | 28.7119 | 29.1627 | 29.5733 | 29.9425 | 30.271 | 30.5609 | 30.8151 | 31.0367 | 31.2289 | 31.3949 | 31.5378 | 31.6601 | 31.7645 | 31.853 | 31.9275 | 31.9897 | 32.041 | 32.0826 | 32.1153 | 32.1401 | 32.1573 | 32.1675 | 32.1709
| 1.4 | 36.3382 | 36.3346 | 36.3239 | 36.3057 | 36.2797 | 36.2453 | 36.2016 | 36.1479 | 36.0828 | 36.0051 | 35.9131 | 35.8051 | 35.6791 | 35.5329 | 35.3641 | 35.1704 | 34.9493 | 34.6989 | 34.4173 | 34.1039 | 33.7592 | 33.3855 | 32.988 | 32.5756 | 32.1613 | 31.7632 | 31.4034 | 31.1052 | 30.8868 | 30.7555 | 30.712 | 30.7556 | 30.887 | 31.1055 | 31.4038 | 31.7637 | 32.162 | 32.5765 | 32.9892 | 33.3869 | 33.7608 | 34.1059 | 34.4197 | 34.7017 | 34.9526 | 35.1742 | 35.3686 | 35.5382 | 35.6853 | 35.8124 | 35.9216 | 36.0149 | 36.0943 | 36.1613 | 36.2173 | 36.2636 | 36.3011 | 36.3307 | 36.353 | 36.3686 | 36.3778 | 36.3809
| 1.5 | 40.5595 | 40.5564 | 40.5471 | 40.5313 | 40.5087 | 40.4787 | 40.4409 | 40.3942 | 40.3379 | 40.2707 | 40.1913 | 40.0984 | 39.9902 | 39.8652 | 39.7214 | 39.5571 | 39.3708 | 39.1609 | 38.9267 | 38.6681 | 38.3864 | 38.0842 | 37.7666 | 37.4412 | 37.1184 | 36.8117 | 36.5365 | 36.3081 | 36.1386 | 36.0352 | 36.0006 | 36.0353 | 36.1388 | 36.3084 | 36.5369 | 36.8123 | 37.1191 | 37.4421 | 37.7677 | 38.0855 | 38.3879 | 38.67 | 38.9288 | 39.1634 | 39.3737 | 39.5606 | 39.7255 | 39.8699 | 39.9958 | 40.1048 | 40.1988 | 40.2794 | 40.3481 | 40.4061 | 40.4547 | 40.4949 | 40.5275 | 40.5533 | 40.5727 | 40.5863 | 40.5943 | 40.597
| 1.6 | 44.7871 | 44.7845 | 44.7768 | 44.7637 | 44.745 | 44.7202 | 44.6889 | 44.6503 | 44.6038 | 44.5485 | 44.4832 | 44.4069 | 44.3183 | 44.2162 | 44.0992 | 43.9661 | 43.8157 | 43.6473 | 43.4604 | 43.2556 | 43.034 | 42.7985 | 42.5532 | 42.3042 | 42.0595 | 41.8289 | 41.6229 | 41.452 | 41.3245 | 41.2462 | 41.2198 | 41.2463 | 41.3247 | 41.4522 | 41.6233 | 41.8294 | 42.0601 | 42.3049 | 42.5541 | 42.7996 | 43.0354 | 43.2572 | 43.4623 | 43.6495 | 43.8183 | 43.9691 | 44.1027 | 44.2203 | 44.3231 | 44.4124 | 44.4896 | 44.5559 | 44.6125 | 44.6604 | 44.7006 | 44.7338 | 44.7608 | 44.7822 | 44.7983 | 44.8096 | 44.8163 | 44.8185
| 1.7 | 49.0199 | 49.0179 | 49.0119 | 49.0018 | 48.9874 | 48.9683 | 48.9441 | 48.9145 | 48.8787 | 48.8362 | 48.7861 | 48.7277 | 48.66 | 48.5821 | 48.4932 | 48.3923 | 48.2787 | 48.1521 | 48.0122 | 47.8597 | 47.6958 | 47.5226 | 47.3434 | 47.1628 | 46.9866 | 46.8214 | 46.6744 | 46.5524 | 46.4613 | 46.4052 | 46.3862 | 46.4052 | 46.4615 | 46.5527 | 46.6747 | 46.8218 | 46.9871 | 47.1635 | 47.3442 | 47.5235 | 47.6969 | 47.861 | 48.0138 | 48.1539 | 48.2808 | 48.3947 | 48.496 | 48.5854 | 48.6638 | 48.7321 | 48.7912 | 48.8421 | 48.8856 | 48.9225 | 48.9534 | 48.979 | 48.9999 | 49.0164 | 49.0288 | 49.0375 | 49.0427 | 49.0444
| 1.8 | 53.2566 | 53.2553 | 53.2512 | 53.2443 | 53.2344 | 53.2214 | 53.205 | 53.1847 | 53.1604 | 53.1314 | 53.0974 | 53.0578 | 53.0119 | 52.9592 | 52.8992 | 52.8312 | 52.7549 | 52.6701 | 52.5767 | 52.4753 | 52.3668 | 52.2526 | 52.1351 | 52.0172 | 51.9027 | 51.7957 | 51.7008 | 51.6221 | 51.5633 | 51.527 | 51.5147 | 51.527 | 51.5634 | 51.6223 | 51.7011 | 51.7961 | 51.9031 | 52.0178 | 52.1358 | 52.2534 | 52.3677 | 52.4764 | 52.5779 | 52.6715 | 52.7565 | 52.8331 | 52.9013 | 52.9617 | 53.0147 | 53.061 | 53.1012 | 53.1358 | 53.1654 | 53.1905 | 53.2116 | 53.2291 | 53.2433 | 53.2546 | 53.2631 | 53.2691 | 53.2726 | 53.2738
| 1.9 | 57.4961 | 57.4954 | 57.4933 | 57.4898 | 57.4847 | 57.4781 | 57.4696 | 57.4592 | 57.4467 | 57.4319 | 57.4144 | 57.3941 | 57.3707 | 57.3438 | 57.3131 | 57.2785 | 57.2397 | 57.1966 | 57.1494 | 57.0981 | 57.0434 | 56.9861 | 56.9272 | 56.8683 | 56.8113 | 56.7581 | 56.711 | 56.672 | 56.6428 | 56.6248 | 56.6187 | 56.6248 | 56.6429 | 56.6721 | 56.7112 | 56.7584 | 56.8116 | 56.8687 | 56.9277 | 56.9866 | 57.0441 | 57.0989 | 57.1502 | 57.1976 | 57.2408 | 57.2797 | 57.3145 | 57.3453 | 57.3725 | 57.3962 | 57.4167 | 57.4345 | 57.4497 | 57.4626 | 57.4735 | 57.4825 | 57.4898 | 57.4956 | 57.5 | 57.5031 | 57.5049 | 57.5055
| 2 | 61.7371 | 61.7371 | 61.737 | 61.7369 | 61.7367 | 61.7365 | 61.7362 | 61.7359 | 61.7354 | 61.7349 | 61.7344 | 61.7337 | 61.7329 | 61.7321 | 61.7311 | 61.73 | 61.7288 | 61.7275 | 61.726 | 61.7245 | 61.7228 | 61.7211 | 61.7194 | 61.7177 | 61.716 | 61.7145 | 61.7131 | 61.712 | 61.7112 | 61.7107 | 61.7105 | 61.7107 | 61.7113 | 61.7121 | 61.7133 | 61.7147 | 61.7163 | 61.7179 | 61.7197 | 61.7215 | 61.7232 | 61.7249 | 61.7265 | 61.728 | 61.7293 | 61.7306 | 61.7317 | 61.7327 | 61.7336 | 61.7345 | 61.7352 | 61.7358 | 61.7363 | 61.7368 | 61.7372 | 61.7376 | 61.7378 | 61.7381 | 61.7383 | 61.7384 | 61.7385 | 61.7385
| 2.1 | 61.8462 | 61.8462 | 61.8462 | 61.8461 | 61.8461 | 61.846 | 61.846 | 61.8459 | 61.8458 | 61.8456 | 61.8455 | 61.8453 | 61.8451 | 61.8449 | 61.8447 | 61.8445 | 61.8443 | 61.844 | 61.8437 | 61.8435 | 61.8432 | 61.8429 | 61.8427 | 61.8424 | 61.8422 | 61.842 | 61.8418 | 61.8417 | 61.8416 | 61.8415 | 61.8415 | 61.8415 | 61.8416 | 61.8418 | 61.8419 | 61.8422 | 61.8424 | 61.8427 | 61.843 | 61.8433 | 61.8436 | 61.8439 | 61.8442 | 61.8445 | 61.8448 | 61.8451 | 61.8453 | 61.8456 | 61.8458 | 61.846 | 61.8462 | 61.8464 | 61.8466 | 61.8468 | 61.8469 | 61.847 | 61.8471 | 61.8472 | 61.8473 | 61.8473 | 61.8474 | 61.8474
| 2.2 | 61.849 | 61.849 | 61.849 | 61.849 | 61.849 | 61.8489 | 61.8488 | 61.8488 | 61.8486 | 61.8485 | 61.8484 | 61.8482 | 61.8481 | 61.8479 | 61.8477 | 61.8475 | 61.8473 | 61.8471 | 61.8468 | 61.8466 | 61.8463 | 61.8461 | 61.8459 | 61.8457 | 61.8455 | 61.8453 | 61.8451 | 61.845 | 61.8449 | 61.8449 | 61.8449 | 61.8449 | 61.845 | 61.8451 | 61.8453 | 61.8455 | 61.8457 | 61.8459 | 61.8462 | 61.8464 | 61.8467 | 61.847 | 61.8473 | 61.8475 | 61.8478 | 61.8481 | 61.8483 | 61.8485 | 61.8488 | 61.849 | 61.8492 | 61.8493 | 61.8495 | 61.8496 | 61.8498 | 61.8499 | 61.85 | 61.8501 | 61.8501 | 61.8502 | 61.8502 | 61.8502
| 2.3 | 61.852 | 61.852 | 61.852 | 61.8519 | 61.8519 | 61.8519 | 61.8518 | 61.8517 | 61.8516 | 61.8515 | 61.8514 | 61.8512 | 61.8511 | 61.8509 | 61.8508 | 61.8506 | 61.8504 | 61.8502 | 61.85 | 61.8498 | 61.8495 | 61.8493 | 61.8491 | 61.8489 | 61.8488 | 61.8486 | 61.8485 | 61.8484 | 61.8483 | 61.8483 | 61.8483 | 61.8483 | 61.8484 | 61.8485 | 61.8486 | 61.8488 | 61.849 | 61.8492 | 61.8494 | 61.8497 | 61.8499 | 61.8502 | 61.8504 | 61.8507 | 61.8509 | 61.8511 | 61.8514 | 61.8516 | 61.8518 | 61.852 | 61.8521 | 61.8523 | 61.8525 | 61.8526 | 61.8527 | 61.8528 | 61.8529 | 61.853 | 61.8531 | 61.8531 | 61.8531 | 61.8532
| 2.4 | 61.855 | 61.855 | 61.855 | 61.855 | 61.8549 | 61.8549 | 61.8548 | 61.8548 | 61.8547 | 61.8546 | 61.8545 | 61.8543 | 61.8542 | 61.854 | 61.8539 | 61.8537 | 61.8535 | 61.8534 | 61.8532 | 61.853 | 61.8528 | 61.8526 | 61.8524 | 61.8523 | 61.8521 | 61.852 | 61.8519 | 61.8518 | 61.8518 | 61.8517 | 61.8517 | 61.8518 | 61.8518 | 61.8519 | 61.852 | 61.8522 | 61.8524 | 61.8525 | 61.8527 | 61.8529 | 61.8532 | 61.8534 | 61.8536 | 61.8538 | 61.8541 | 61.8543 | 61.8545 | 61.8547 | 61.8549 | 61.855 | 61.8552 | 61.8554 | 61.8555 | 61.8556 | 61.8557 | 61.8558 | 61.8559 | 61.856 | 61.8561 | 61.8561 | 61.8562 | 61.8562
| 2.5 | 61.8581 | 61.8581 | 61.8581 | 61.8581 | 61.858 | 61.858 | 61.8579 | 61.8579 | 61.8578 | 61.8577 | 61.8576 | 61.8575 | 61.8574 | 61.8572 | 61.8571 | 61.8569 | 61.8568 | 61.8566 | 61.8564 | 61.8563 | 61.8561 | 61.856 | 61.8558 | 61.8557 | 61.8555 | 61.8554 | 61.8553 | 61.8553 | 61.8552 | 61.8552 | 61.8552 | 61.8552 | 61.8553 | 61.8554 | 61.8555 | 61.8556 | 61.8558 | 61.8559 | 61.8561 | 61.8563 | 61.8565 | 61.8567 | 61.8569 | 61.8571 | 61.8573 | 61.8575 | 61.8577 | 61.8578 | 61.858 | 61.8582 | 61.8583 | 61.8585 | 61.8586 | 61.8587 | 61.8588 | 61.8589 | 61.859 | 61.8591 | 61.8591 | 61.8592 | 61.8592 | 61.8593
| 2.6 | 61.8612 | 61.8613 | 61.8612 | 61.8612 | 61.8612 | 61.8612 | 61.8611 | 61.8611 | 61.861 | 61.8609 | 61.8608 | 61.8607 | 61.8606 | 61.8605 | 61.8603 | 61.8602 | 61.8601 | 61.8599 | 61.8598 | 61.8596 | 61.8595 | 61.8593 | 61.8592 | 61.8591 | 61.859 | 61.8589 | 61.8588 | 61.8588 | 61.8587 | 61.8587 | 61.8587 | 61.8587 | 61.8588 | 61.8589 | 61.859 | 61.8591 | 61.8592 | 61.8593 | 61.8595 | 61.8597 | 61.8598 | 61.86 | 61.8602 | 61.8604 | 61.8606 | 61.8607 | 61.8609 | 61.8611 | 61.8612 | 61.8614 | 61.8615 | 61.8617 | 61.8618 | 61.8619 | 61.862 | 61.8621 | 61.8622 | 61.8622 | 61.8623 | 61.8623 | 61.8624 | 61.8624
| 2.7 | 61.8645 | 61.8645 | 61.8645 | 61.8645 | 61.8645 | 61.8644 | 61.8644 | 61.8643 | 61.8642 | 61.8642 | 61.8641 | 61.864 | 61.8639 | 61.8638 | 61.8637 | 61.8635 | 61.8634 | 61.8633 | 61.8632 | 61.863 | 61.8629 | 61.8628 | 61.8627 | 61.8626 | 61.8625 | 61.8624 | 61.8623 | 61.8623 | 61.8622 | 61.8622 | 61.8622 | 61.8623 | 61.8623 | 61.8624 | 61.8625 | 61.8626 | 61.8627 | 61.8628 | 61.863 | 61.8631 | 61.8633 | 61.8634 | 61.8636 | 61.8638 | 61.8639 | 61.8641 | 61.8642 | 61.8644 | 61.8645 | 61.8647 | 61.8648 | 61.8649 | 61.8651 | 61.8652 | 61.8653 | 61.8653 | 61.8654 | 61.8655 | 61.8655 | 61.8656 | 61.8656 | 61.8656
| 2.8 | 61.8678 | 61.8678 | 61.8678 | 61.8678 | 61.8678 | 61.8677 | 61.8677 | 61.8676 | 61.8676 | 61.8675 | 61.8674 | 61.8674 | 61.8673 | 61.8672 | 61.8671 | 61.867 | 61.8668 | 61.8667 | 61.8666 | 61.8665 | 61.8664 | 61.8663 | 61.8662 | 61.8661 | 61.866 | 61.8659 | 61.8659 | 61.8658 | 61.8658 | 61.8658 | 61.8658 | 61.8658 | 61.8659 | 61.866 | 61.866 | 61.8661 | 61.8662 | 61.8663 | 61.8665 | 61.8666 | 61.8667 | 61.8669 | 61.867 | 61.8672 | 61.8673 | 61.8675 | 61.8676 | 61.8678 | 61.8679 | 61.868 | 61.8682 | 61.8683 | 61.8684 | 61.8685 | 61.8686 | 61.8686 | 61.8687 | 61.8688 | 61.8688 | 61.8689 | 61.8689 | 61.8689
| 2.9 | 61.8712 | 61.8712 | 61.8712 | 61.8712 | 61.8712 | 61.8711 | 61.8711 | 61.871 | 61.871 | 61.8709 | 61.8709 | 61.8708 | 61.8707 | 61.8706 | 61.8705 | 61.8704 | 61.8703 | 61.8702 | 61.8701 | 61.87 | 61.8699 | 61.8698 | 61.8697 | 61.8697 | 61.8696 | 61.8695 | 61.8695 | 61.8695 | 61.8694 | 61.8694 | 61.8694 | 61.8695 | 61.8695 | 61.8696 | 61.8696 | 61.8697 | 61.8698 | 61.8699 | 61.87 | 61.8701 | 61.8703 | 61.8704 | 61.8705 | 61.8707 | 61.8708 | 61.8709 | 61.8711 | 61.8712 | 61.8713 | 61.8715 | 61.8716 | 61.8717 | 61.8718 | 61.8719 | 61.8719 | 61.872 | 61.8721 | 61.8721 | 61.8722 | 61.8722 | 61.8723 | 61.8723
| 3 | 61.8746 | 61.8746 | 61.8746 | 61.8746 | 61.8746 | 61.8746 | 61.8746 | 61.8745 | 61.8745 | 61.8744 | 61.8743 | 61.8743 | 61.8742 | 61.8741 | 61.874 | 61.874 | 61.8739 | 61.8738 | 61.8737 | 61.8736 | 61.8735 | 61.8734 | 61.8734 | 61.8733 | 61.8732 | 61.8732 | 61.8731 | 61.8731 | 61.8731 | 61.8731 | 61.8731 | 61.8731 | 61.8732 | 61.8732 | 61.8733 | 61.8734 | 61.8734 | 61.8735 | 61.8736 | 61.8737 | 61.8739 | 61.874 | 61.8741 | 61.8742 | 61.8743 | 61.8745 | 61.8746 | 61.8747 | 61.8748 | 61.8749 | 61.875 | 61.8751 | 61.8752 | 61.8753 | 61.8754 | 61.8755 | 61.8755 | 61.8756 | 61.8756 | 61.8757 | 61.8757 | 61.8757
| 3.1 | 61.8781 | 61.8781 | 61.8781 | 61.8781 | 61.8781 | 61.8781 | 61.8781 | 61.878 | 61.878 | 61.878 | 61.8779 | 61.8778 | 61.8778 | 61.8777 | 61.8776 | 61.8775 | 61.8775 | 61.8774 | 61.8773 | 61.8772 | 61.8772 | 61.8771 | 61.877 | 61.877 | 61.8769 | 61.8769 | 61.8768 | 61.8768 | 61.8768 | 61.8768 | 61.8768 | 61.8768 | 61.8769 | 61.8769 | 61.877 | 61.877 | 61.8771 | 61.8772 | 61.8773 | 61.8774 | 61.8775 | 61.8776 | 61.8777 | 61.8778 | 61.8779 | 61.8781 | 61.8782 | 61.8783 | 61.8784 | 61.8785 | 61.8786 | 61.8787 | 61.8788 | 61.8788 | 61.8789 | 61.879 | 61.879 | 61.8791 | 61.8791 | 61.8791 | 61.8792 | 61.8792
| 3.2 | 61.8817 | 61.8817 | 61.8817 | 61.8817 | 61.8817 | 61.8817 | 61.8817 | 61.8816 | 61.8816 | 61.8816 | 61.8815 | 61.8815 | 61.8814 | 61.8813 | 61.8813 | 61.8812 | 61.8811 | 61.8811 | 61.881 | 61.8809 | 61.8809 | 61.8808 | 61.8807 | 61.8807 | 61.8806 | 61.8806 | 61.8806 | 61.8806 | 61.8805 | 61.8805 | 61.8806 | 61.8806 | 61.8806 | 61.8807 | 61.8807 | 61.8808 | 61.8808 | 61.8809 | 61.881 | 61.8811 | 61.8812 | 61.8813 | 61.8814 | 61.8815 | 61.8816 | 61.8817 | 61.8818 | 61.8819 | 61.882 | 61.8821 | 61.8822 | 61.8823 | 61.8823 | 61.8824 | 61.8825 | 61.8825 | 61.8826 | 61.8826 | 61.8827 | 61.8827 | 61.8827 | 61.8827
| 3.3 | 61.8854 | 61.8854 | 61.8854 | 61.8854 | 61.8854 | 61.8853 | 61.8853 | 61.8853 | 61.8853 | 61.8852 | 61.8852 | 61.8851 | 61.8851 | 61.885 | 61.885 | 61.8849 | 61.8848 | 61.8848 | 61.8847 | 61.8847 | 61.8846 | 61.8846 | 61.8845 | 61.8845 | 61.8844 | 61.8844 | 61.8844 | 61.8843 | 61.8843 | 61.8843 | 61.8844 | 61.8844 | 61.8844 | 61.8844 | 61.8845 | 61.8845 | 61.8846 | 61.8847 | 61.8848 | 61.8848 | 61.8849 | 61.885 | 61.8851 | 61.8852 | 61.8853 | 61.8854 | 61.8855 | 61.8856 | 61.8857 | 61.8857 | 61.8858 | 61.8859 | 61.886 | 61.886 | 61.8861 | 61.8862 | 61.8862 | 61.8863 | 61.8863 | 61.8863 | 61.8864 | 61.8864
| 3.4 | 61.8891 | 61.8891 | 61.8891 | 61.8891 | 61.8891 | 61.8891 | 61.889 | 61.889 | 61.889 | 61.8889 | 61.8889 | 61.8889 | 61.8888 | 61.8888 | 61.8887 | 61.8887 | 61.8886 | 61.8886 | 61.8885 | 61.8885 | 61.8884 | 61.8884 | 61.8883 | 61.8883 | 61.8882 | 61.8882 | 61.8882 | 61.8882 | 61.8882 | 61.8882 | 61.8882 | 61.8882 | 61.8882 | 61.8883 | 61.8883 | 61.8884 | 61.8884 | 61.8885 | 61.8886 | 61.8886 | 61.8887 | 61.8888 | 61.8889 | 61.889 | 61.8891 | 61.8891 | 61.8892 | 61.8893 | 61.8894 | 61.8895 | 61.8895 | 61.8896 | 61.8897 | 61.8897 | 61.8898 | 61.8899 | 61.8899 | 61.8899 | 61.89 | 61.89 | 61.89 | 61.89
| 3.5 | 61.8928 | 61.8928 | 61.8928 | 61.8928 | 61.8928 | 61.8928 | 61.8928 | 61.8928 | 61.8928 | 61.8927 | 61.8927 | 61.8927 | 61.8926 | 61.8926 | 61.8925 | 61.8925 | 61.8924 | 61.8924 | 61.8923 | 61.8923 | 61.8923 | 61.8922 | 61.8922 | 61.8921 | 61.8921 | 61.8921 | 61.8921 | 61.8921 | 61.8921 | 61.8921 | 61.8921 | 61.8921 | 61.8921 | 61.8922 | 61.8922 | 61.8922 | 61.8923 | 61.8924 | 61.8924 | 61.8925 | 61.8926 | 61.8926 | 61.8927 | 61.8928 | 61.8929 | 61.8929 | 61.893 | 61.8931 | 61.8932 | 61.8932 | 61.8933 | 61.8934 | 61.8934 | 61.8935 | 61.8936 | 61.8936 | 61.8936 | 61.8937 | 61.8937 | 61.8937 | 61.8938 | 61.8938
| 3.6 | 61.8966 | 61.8967 | 61.8967 | 61.8967 | 61.8967 | 61.8967 | 61.8966 | 61.8966 | 61.8966 | 61.8966 | 61.8965 | 61.8965 | 61.8965 | 61.8964 | 61.8964 | 61.8964 | 61.8963 | 61.8963 | 61.8962 | 61.8962 | 61.8962 | 61.8961 | 61.8961 | 61.8961 | 61.896 | 61.896 | 61.896 | 61.896 | 61.896 | 61.896 | 61.896 | 61.896 | 61.8961 | 61.8961 | 61.8961 | 61.8962 | 61.8962 | 61.8963 | 61.8963 | 61.8964 | 61.8964 | 61.8965 | 61.8966 | 61.8967 | 61.8967 | 61.8968 | 61.8969 | 61.8969 | 61.897 | 61.8971 | 61.8971 | 61.8972 | 61.8973 | 61.8973 | 61.8974 | 61.8974 | 61.8974 | 61.8975 | 61.8975 | 61.8975 | 61.8976 | 61.8976
| 3.7 | 61.9005 | 61.9005 | 61.9005 | 61.9005 | 61.9005 | 61.9005 | 61.9005 | 61.9005 | 61.9005 | 61.9005 | 61.9004 | 61.9004 | 61.9004 | 61.9003 | 61.9003 | 61.9003 | 61.9002 | 61.9002 | 61.9002 | 61.9001 | 61.9001 | 61.9001 | 61.9 | 61.9 | 61.9 | 61.9 | 61.9 | 61.9 | 61.9 | 61.9 | 61.9 | 61.9 | 61.9 | 61.9 | 61.9001 | 61.9001 | 61.9002 | 61.9002 | 61.9003 | 61.9003 | 61.9004 | 61.9004 | 61.9005 | 61.9006 | 61.9006 | 61.9007 | 61.9008 | 61.9008 | 61.9009 | 61.901 | 61.901 | 61.9011 | 61.9011 | 61.9012 | 61.9012 | 61.9013 | 61.9013 | 61.9013 | 61.9014 | 61.9014 | 61.9014 | 61.9014
| 3.8 | 61.9045 | 61.9045 | 61.9045 | 61.9045 | 61.9045 | 61.9045 | 61.9045 | 61.9044 | 61.9044 | 61.9044 | 61.9044 | 61.9044 | 61.9043 | 61.9043 | 61.9043 | 61.9042 | 61.9042 | 61.9042 | 61.9041 | 61.9041 | 61.9041 | 61.9041 | 61.904 | 61.904 | 61.904 | 61.904 | 61.904 | 61.904 | 61.904 | 61.904 | 61.904 | 61.904 | 61.904 | 61.9041 | 61.9041 | 61.9041 | 61.9042 | 61.9042 | 61.9043 | 61.9043 | 61.9044 | 61.9044 | 61.9045 | 61.9045 | 61.9046 | 61.9047 | 61.9047 | 61.9048 | 61.9048 | 61.9049 | 61.9049 | 61.905 | 61.905 | 61.9051 | 61.9051 | 61.9052 | 61.9052 | 61.9052 | 61.9053 | 61.9053 | 61.9053 | 61.9053
| 3.9 | 61.9084 | 61.9085 | 61.9085 | 61.9085 | 61.9085 | 61.9085 | 61.9084 | 61.9084 | 61.9084 | 61.9084 | 61.9084 | 61.9084 | 61.9083 | 61.9083 | 61.9083 | 61.9083 | 61.9082 | 61.9082 | 61.9082 | 61.9081 | 61.9081 | 61.9081 | 61.9081 | 61.9081 | 61.908 | 61.908 | 61.908 | 61.908 | 61.908 | 61.908 | 61.908 | 61.9081 | 61.9081 | 61.9081 | 61.9081 | 61.9082 | 61.9082 | 61.9083 | 61.9083 | 61.9083 | 61.9084 | 61.9084 | 61.9085 | 61.9086 | 61.9086 | 61.9087 | 61.9087 | 61.9088 | 61.9088 | 61.9089 | 61.9089 | 61.909 | 61.909 | 61.9091 | 61.9091 | 61.9091 | 61.9092 | 61.9092 | 61.9092 | 61.9092 | 61.9093 | 61.9093
| 4 | 61.9125 | 61.9125 | 61.9125 | 61.9125 | 61.9125 | 61.9125 | 61.9125 | 61.9125 | 61.9125 | 61.9124 | 61.9124 | 61.9124 | 61.9124 | 61.9124 | 61.9123 | 61.9123 | 61.9123 | 61.9123 | 61.9122 | 61.9122 | 61.9122 | 61.9122 | 61.9122 | 61.9122 | 61.9121 | 61.9121 | 61.9121 | 61.9121 | 61.9121 | 61.9121 | 61.9121 | 61.9122 | 61.9122 | 61.9122 | 61.9122 | 61.9123 | 61.9123 | 61.9123 | 61.9124 | 61.9124 | 61.9125 | 61.9125 | 61.9126 | 61.9126 | 61.9127 | 61.9127 | 61.9128 | 61.9128 | 61.9129 | 61.9129 | 61.9129 | 61.913 | 61.913 | 61.9131 | 61.9131 | 61.9131 | 61.9132 | 61.9132 | 61.9132 | 61.9132 | 61.9133 | 61.9133
| 4.1 | 61.9166 | 61.9166 | 61.9166 | 61.9166 | 61.9166 | 61.9166 | 61.9166 | 61.9166 | 61.9165 | 61.9165 | 61.9165 | 61.9165 | 61.9165 | 61.9165 | 61.9164 | 61.9164 | 61.9164 | 61.9164 | 61.9164 | 61.9163 | 61.9163 | 61.9163 | 61.9163 | 61.9163 | 61.9163 | 61.9163 | 61.9163 | 61.9163 | 61.9163 | 61.9163 | 61.9163 | 61.9163 | 61.9163 | 61.9163 | 61.9164 | 61.9164 | 61.9164 | 61.9165 | 61.9165 | 61.9165 | 61.9166 | 61.9166 | 61.9167 | 61.9167 | 61.9167 | 61.9168 | 61.9168 | 61.9169 | 61.9169 | 61.917 | 61.917 | 61.9171 | 61.9171 | 61.9171 | 61.9172 | 61.9172 | 61.9172 | 61.9172 | 61.9173 | 61.9173 | 61.9173 | 61.9173
| 4.2 | 61.9207 | 61.9207 | 61.9207 | 61.9207 | 61.9207 | 61.9207 | 61.9207 | 61.9207 | 61.9207 | 61.9207 | 61.9207 | 61.9206 | 61.9206 | 61.9206 | 61.9206 | 61.9206 | 61.9206 | 61.9205 | 61.9205 | 61.9205 | 61.9205 | 61.9205 | 61.9205 | 61.9204 | 61.9204 | 61.9204 | 61.9204 | 61.9204 | 61.9204 | 61.9204 | 61.9205 | 61.9205 | 61.9205 | 61.9205 | 61.9205 | 61.9206 | 61.9206 | 61.9206 | 61.9206 | 61.9207 | 61.9207 | 61.9208 | 61.9208 | 61.9208 | 61.9209 | 61.9209 | 61.921 | 61.921 | 61.921 | 61.9211 | 61.9211 | 61.9212 | 61.9212 | 61.9212 | 61.9213 | 61.9213 | 61.9213 | 61.9213 | 61.9214 | 61.9214 | 61.9214 | 61.9214
| 4.3 | 61.9248 | 61.9249 | 61.9249 | 61.9249 | 61.9249 | 61.9249 | 61.9249 | 61.9249 | 61.9248 | 61.9248 | 61.9248 | 61.9248 | 61.9248 | 61.9248 | 61.9248 | 61.9248 | 61.9247 | 61.9247 | 61.9247 | 61.9247 | 61.9247 | 61.9247 | 61.9247 | 61.9247 | 61.9246 | 61.9246 | 61.9246 | 61.9246 | 61.9246 | 61.9247 | 61.9247 | 61.9247 | 61.9247 | 61.9247 | 61.9247 | 61.9248 | 61.9248 | 61.9248 | 61.9248 | 61.9249 | 61.9249 | 61.9249 | 61.925 | 61.925 | 61.9251 | 61.9251 | 61.9251 | 61.9252 | 61.9252 | 61.9252 | 61.9253 | 61.9253 | 61.9253 | 61.9254 | 61.9254 | 61.9254 | 61.9255 | 61.9255 | 61.9255 | 61.9255 | 61.9255 | 61.9255
| 4.4 | 61.9291 | 61.9291 | 61.9291 | 61.9291 | 61.9291 | 61.9291 | 61.9291 | 61.9291 | 61.9291 | 61.9291 | 61.929 | 61.929 | 61.929 | 61.929 | 61.929 | 61.929 | 61.929 | 61.929 | 61.9289 | 61.9289 | 61.9289 | 61.9289 | 61.9289 | 61.9289 | 61.9289 | 61.9289 | 61.9289 | 61.9289 | 61.9289 | 61.9289 | 61.9289 | 61.9289 | 61.9289 | 61.929 | 61.929 | 61.929 | 61.929 | 61.929 | 61.9291 | 61.9291 | 61.9291 | 61.9292 | 61.9292 | 61.9292 | 61.9293 | 61.9293 | 61.9293 | 61.9294 | 61.9294 | 61.9294 | 61.9295 | 61.9295 | 61.9295 | 61.9296 | 61.9296 | 61.9296 | 61.9296 | 61.9297 | 61.9297 | 61.9297 | 61.9297 | 61.9297
| 4.5 | 61.9333 | 61.9333 | 61.9333 | 61.9333 | 61.9333 | 61.9333 | 61.9333 | 61.9333 | 61.9333 | 61.9333 | 61.9333 | 61.9333 | 61.9333 | 61.9333 | 61.9333 | 61.9332 | 61.9332 | 61.9332 | 61.9332 | 61.9332 | 61.9332 | 61.9332 | 61.9332 | 61.9332 | 61.9332 | 61.9332 | 61.9332 | 61.9332 | 61.9332 | 61.9332 | 61.9332 | 61.9332 | 61.9332 | 61.9332 | 61.9332 | 61.9333 | 61.9333 | 61.9333 | 61.9333 | 61.9334 | 61.9334 | 61.9334 | 61.9335 | 61.9335 | 61.9335 | 61.9335 | 61.9336 | 61.9336 | 61.9336 | 61.9337 | 61.9337 | 61.9337 | 61.9338 | 61.9338 | 61.9338 | 61.9338 | 61.9338 | 61.9339 | 61.9339 | 61.9339 | 61.9339 | 61.9339
| 4.6 | 61.9376 | 61.9376 | 61.9376 | 61.9376 | 61.9376 | 61.9376 | 61.9376 | 61.9376 | 61.9376 | 61.9376 | 61.9376 | 61.9376 | 61.9376 | 61.9376 | 61.9376 | 61.9375 | 61.9375 | 61.9375 | 61.9375 | 61.9375 | 61.9375 | 61.9375 | 61.9375 | 61.9375 | 61.9375 | 61.9375 | 61.9375 | 61.9375 | 61.9375 | 61.9375 | 61.9375 | 61.9375 | 61.9375 | 61.9375 | 61.9376 | 61.9376 | 61.9376 | 61.9376 | 61.9376 | 61.9377 | 61.9377 | 61.9377 | 61.9377 | 61.9378 | 61.9378 | 61.9378 | 61.9379 | 61.9379 | 61.9379 | 61.9379 | 61.938 | 61.938 | 61.938 | 61.938 | 61.9381 | 61.9381 | 61.9381 | 61.9381 | 61.9381 | 61.9381 | 61.9382 | 61.9382
| 4.7 | 61.9419 | 61.9419 | 61.9419 | 61.9419 | 61.9419 | 61.9419 | 61.9419 | 61.9419 | 61.9419 | 61.9419 | 61.9419 | 61.9419 | 61.9419 | 61.9419 | 61.9419 | 61.9419 | 61.9419 | 61.9419 | 61.9418 | 61.9418 | 61.9418 | 61.9418 | 61.9418 | 61.9418 | 61.9418 | 61.9418 | 61.9418 | 61.9418 | 61.9418 | 61.9418 | 61.9418 | 61.9418 | 61.9419 | 61.9419 | 61.9419 | 61.9419 | 61.9419 | 61.9419 | 61.942 | 61.942 | 61.942 | 61.942 | 61.9421 | 61.9421 | 61.9421 | 61.9421 | 61.9422 | 61.9422 | 61.9422 | 61.9422 | 61.9423 | 61.9423 | 61.9423 | 61.9423 | 61.9423 | 61.9424 | 61.9424 | 61.9424 | 61.9424 | 61.9424 | 61.9424 | 61.9424
| 4.8 | 61.9463 | 61.9463 | 61.9463 | 61.9463 | 61.9463 | 61.9463 | 61.9463 | 61.9463 | 61.9463 | 61.9463 | 61.9463 | 61.9463 | 61.9462 | 61.9462 | 61.9462 | 61.9462 | 61.9462 | 61.9462 | 61.9462 | 61.9462 | 61.9462 | 61.9462 | 61.9462 | 61.9462 | 61.9462 | 61.9462 | 61.9462 | 61.9462 | 61.9462 | 61.9462 | 61.9462 | 61.9462 | 61.9462 | 61.9462 | 61.9463 | 61.9463 | 61.9463 | 61.9463 | 61.9463 | 61.9463 | 61.9464 | 61.9464 | 61.9464 | 61.9464 | 61.9465 | 61.9465 | 61.9465 | 61.9465 | 61.9465 | 61.9466 | 61.9466 | 61.9466 | 61.9466 | 61.9466 | 61.9467 | 61.9467 | 61.9467 | 61.9467 | 61.9467 | 61.9467 | 61.9467 | 61.9468
| 4.9 | 61.9506 | 61.9506 | 61.9506 | 61.9506 | 61.9506 | 61.9506 | 61.9506 | 61.9506 | 61.9506 | 61.9506 | 61.9506 | 61.9506 | 61.9506 | 61.9506 | 61.9506 | 61.9506 | 61.9506 | 61.9506 | 61.9506 | 61.9506 | 61.9506 | 61.9506 | 61.9506 | 61.9506 | 61.9506 | 61.9506 | 61.9506 | 61.9506 | 61.9506 | 61.9506 | 61.9506 | 61.9506 | 61.9506 | 61.9506 | 61.9506 | 61.9507 | 61.9507 | 61.9507 | 61.9507 | 61.9507 | 61.9507 | 61.9508 | 61.9508 | 61.9508 | 61.9508 | 61.9508 | 61.9509 | 61.9509 | 61.9509 | 61.9509 | 61.9509 | 61.951 | 61.951 | 61.951 | 61.951 | 61.951 | 61.951 | 61.9511 | 61.9511 | 61.9511 | 61.9511 | 61.9511
| 5 | 61.955 | 61.955 | 61.955 | 61.955 | 61.955 | 61.9551 | 61.9551 | 61.9551 | 61.955 | 61.955 | 61.955 | 61.955 | 61.955 | 61.955 | 61.955 | 61.955 | 61.955 | 61.955 | 61.955 | 61.955 | 61.955 | 61.955 | 61.955 | 61.955 | 61.955 | 61.955 | 61.955 | 61.955 | 61.955 | 61.955 | 61.955 | 61.955 | 61.955 | 61.955 | 61.9551 | 61.9551 | 61.9551 | 61.9551 | 61.9551 | 61.9551 | 61.9551 | 61.9552 | 61.9552 | 61.9552 | 61.9552 | 61.9552 | 61.9552 | 61.9553 | 61.9553 | 61.9553 | 61.9553 | 61.9553 | 61.9554 | 61.9554 | 61.9554 | 61.9554 | 61.9554 | 61.9554 | 61.9554 | 61.9554 | 61.9554 | 61.9555
| 5.1 | 61.9595 | 61.9595 | 61.9595 | 61.9595 | 61.9595 | 61.9595 | 61.9595 | 61.9595 | 61.9595 | 61.9595 | 61.9595 | 61.9595 | 61.9595 | 61.9595 | 61.9595 | 61.9595 | 61.9595 | 61.9594 | 61.9594 | 61.9594 | 61.9594 | 61.9594 | 61.9594 | 61.9594 | 61.9594 | 61.9594 | 61.9594 | 61.9594 | 61.9594 | 61.9594 | 61.9595 | 61.9595 | 61.9595 | 61.9595 | 61.9595 | 61.9595 | 61.9595 | 61.9595 | 61.9595 | 61.9595 | 61.9596 | 61.9596 | 61.9596 | 61.9596 | 61.9596 | 61.9596 | 61.9597 | 61.9597 | 61.9597 | 61.9597 | 61.9597 | 61.9597 | 61.9598 | 61.9598 | 61.9598 | 61.9598 | 61.9598 | 61.9598 | 61.9598 | 61.9598 | 61.9598 | 61.9598
| 5.2 | 61.9639 | 61.9639 | 61.9639 | 61.9639 | 61.9639 | 61.9639 | 61.9639 | 61.9639 | 61.9639 | 61.9639 | 61.9639 | 61.9639 | 61.9639 | 61.9639 | 61.9639 | 61.9639 | 61.9639 | 61.9639 | 61.9639 | 61.9639 | 61.9639 | 61.9639 | 61.9639 | 61.9639 | 61.9639 | 61.9639 | 61.9639 | 61.9639 | 61.9639 | 61.9639 | 61.9639 | 61.9639 | 61.9639 | 61.9639 | 61.9639 | 61.9639 | 61.964 | 61.964 | 61.964 | 61.964 | 61.964 | 61.964 | 61.964 | 61.964 | 61.9641 | 61.9641 | 61.9641 | 61.9641 | 61.9641 | 61.9641 | 61.9641 | 61.9642 | 61.9642 | 61.9642 | 61.9642 | 61.9642 | 61.9642 | 61.9642 | 61.9642 | 61.9642 | 61.9642 | 61.9643
| 5.3 | 61.9684 | 61.9684 | 61.9684 | 61.9684 | 61.9684 | 61.9684 | 61.9684 | 61.9684 | 61.9684 | 61.9684 | 61.9684 | 61.9684 | 61.9684 | 61.9684 | 61.9684 | 61.9684 | 61.9684 | 61.9684 | 61.9684 | 61.9684 | 61.9684 | 61.9684 | 61.9684 | 61.9684 | 61.9684 | 61.9684 | 61.9684 | 61.9684 | 61.9684 | 61.9684 | 61.9684 | 61.9684 | 61.9684 | 61.9684 | 61.9684 | 61.9684 | 61.9684 | 61.9684 | 61.9684 | 61.9685 | 61.9685 | 61.9685 | 61.9685 | 61.9685 | 61.9685 | 61.9685 | 61.9685 | 61.9686 | 61.9686 | 61.9686 | 61.9686 | 61.9686 | 61.9686 | 61.9686 | 61.9686 | 61.9686 | 61.9687 | 61.9687 | 61.9687 | 61.9687 | 61.9687 | 61.9687
| 5.4 | 61.9729 | 61.9729 | 61.9729 | 61.9729 | 61.9729 | 61.9729 | 61.9729 | 61.9729 | 61.9729 | 61.9729 | 61.9729 | 61.9729 | 61.9729 | 61.9729 | 61.9729 | 61.9729 | 61.9729 | 61.9729 | 61.9729 | 61.9729 | 61.9729 | 61.9729 | 61.9729 | 61.9729 | 61.9729 | 61.9729 | 61.9729 | 61.9729 | 61.9729 | 61.9729 | 61.9729 | 61.9729 | 61.9729 | 61.9729 | 61.9729 | 61.9729 | 61.9729 | 61.9729 | 61.9729 | 61.9729 | 61.9729 | 61.973 | 61.973 | 61.973 | 61.973 | 61.973 | 61.973 | 61.973 | 61.973 | 61.973 | 61.973 | 61.9731 | 61.9731 | 61.9731 | 61.9731 | 61.9731 | 61.9731 | 61.9731 | 61.9731 | 61.9731 | 61.9731 | 61.9731
| 5.5 | 61.9774 | 61.9774 | 61.9774 | 61.9774 | 61.9774 | 61.9774 | 61.9774 | 61.9774 | 61.9774 | 61.9774 | 61.9774 | 61.9774 | 61.9774 | 61.9774 | 61.9774 | 61.9774 | 61.9774 | 61.9774 | 61.9774 | 61.9774 | 61.9774 | 61.9774 | 61.9774 | 61.9774 | 61.9774 | 61.9774 | 61.9774 | 61.9774 | 61.9774 | 61.9774 | 61.9774 | 61.9774 | 61.9774 | 61.9774 | 61.9774 | 61.9774 | 61.9774 | 61.9774 | 61.9774 | 61.9774 | 61.9774 | 61.9774 | 61.9775 | 61.9775 | 61.9775 | 61.9775 | 61.9775 | 61.9775 | 61.9775 | 61.9775 | 61.9775 | 61.9775 | 61.9775 | 61.9775 | 61.9776 | 61.9776 | 61.9776 | 61.9776 | 61.9776 | 61.9776 | 61.9776 | 61.9776
| 5.6 | 61.9819 | 61.9819 | 61.9819 | 61.9819 | 61.9819 | 61.9819 | 61.9819 | 61.9819 | 61.9819 | 61.9819 | 61.9819 | 61.9819 | 61.9819 | 61.9819 | 61.9819 | 61.9819 | 61.9819 | 61.9819 | 61.9819 | 61.9819 | 61.9819 | 61.9819 | 61.9819 | 61.9819 | 61.9819 | 61.9819 | 61.9819 | 61.9819 | 61.9819 | 61.9819 | 61.9819 | 61.9819 | 61.9819 | 61.9819 | 61.9819 | 61.9819 | 61.9819 | 61.9819 | 61.9819 | 61.9819 | 61.9819 | 61.9819 | 61.982 | 61.982 | 61.982 | 61.982 | 61.982 | 61.982 | 61.982 | 61.982 | 61.982 | 61.982 | 61.982 | 61.982 | 61.982 | 61.982 | 61.982 | 61.982 | 61.982 | 61.982 | 61.9821 | 61.9821
| 5.7 | 61.9864 | 61.9864 | 61.9864 | 61.9864 | 61.9864 | 61.9864 | 61.9864 | 61.9864 | 61.9864 | 61.9864 | 61.9864 | 61.9864 | 61.9864 | 61.9864 | 61.9864 | 61.9864 | 61.9864 | 61.9864 | 61.9864 | 61.9864 | 61.9864 | 61.9864 | 61.9864 | 61.9864 | 61.9864 | 61.9864 | 61.9864 | 61.9864 | 61.9864 | 61.9864 | 61.9864 | 61.9864 | 61.9864 | 61.9864 | 61.9864 | 61.9864 | 61.9864 | 61.9864 | 61.9864 | 61.9864 | 61.9864 | 61.9865 | 61.9865 | 61.9865 | 61.9865 | 61.9865 | 61.9865 | 61.9865 | 61.9865 | 61.9865 | 61.9865 | 61.9865 | 61.9865 | 61.9865 | 61.9865 | 61.9865 | 61.9865 | 61.9865 | 61.9865 | 61.9865 | 61.9865 | 61.9865
| 5.8 | 61.9909 | 61.9909 | 61.9909 | 61.9909 | 61.9909 | 61.9909 | 61.9909 | 61.9909 | 61.9909 | 61.9909 | 61.9909 | 61.9909 | 61.9909 | 61.9909 | 61.9909 | 61.9909 | 61.9909 | 61.9909 | 61.9909 | 61.9909 | 61.9909 | 61.9909 | 61.9909 | 61.9909 | 61.9909 | 61.9909 | 61.9909 | 61.9909 | 61.9909 | 61.9909 | 61.9909 | 61.9909 | 61.9909 | 61.9909 | 61.9909 | 61.9909 | 61.991 | 61.991 | 61.991 | 61.991 | 61.991 | 61.991 | 61.991 | 61.991 | 61.991 | 61.991 | 61.991 | 61.991 | 61.991 | 61.991 | 61.991 | 61.991 | 61.991 | 61.991 | 61.991 | 61.991 | 61.991 | 61.991 | 61.991 | 61.991 | 61.991 | 61.991
| 5.9 | 61.9955 | 61.9955 | 61.9955 | 61.9955 | 61.9955 | 61.9955 | 61.9955 | 61.9955 | 61.9955 | 61.9955 | 61.9955 | 61.9955 | 61.9955 | 61.9955 | 61.9955 | 61.9955 | 61.9955 | 61.9955 | 61.9955 | 61.9955 | 61.9955 | 61.9955 | 61.9955 | 61.9955 | 61.9955 | 61.9955 | 61.9955 | 61.9955 | 61.9955 | 61.9955 | 61.9955 | 61.9955 | 61.9955 | 61.9955 | 61.9955 | 61.9955 | 61.9955 | 61.9955 | 61.9955 | 61.9955 | 61.9955 | 61.9955 | 61.9955 | 61.9955 | 61.9955 | 61.9955 | 61.9955 | 61.9955 | 61.9955 | 61.9955 | 61.9955 | 61.9955 | 61.9955 | 61.9955 | 61.9955 | 61.9955 | 61.9955 | 61.9955 | 61.9955 | 61.9955 | 61.9955 | 61.9955
| 6 | 62 | 62 | 62 | 62 | 62 | 62 | 62 | 62 | 62 | 62 | 62 | 62 | 62 | 62 | 62 | 62 | 62 | 62 | 62 | 62 | 62 | 62 | 62 | 62 | 62 | 62 | 62 | 62 | 62 | 62 | 62 | 62 | 62 | 62 | 62 | 62 | 62 | 62 | 62 | 62 | 62 | 62 | 62 | 62 | 62 | 62 | 62 | 62 | 62 | 62 | 62 | 62 | 62 | 62 | 62 | 62 | 62 | 62 | 62 | 62 | 62 | 62
Insulation | q | 0.017017 | 0.01702 | 0.017028 | 0.017042 | 0.017061 | 0.017087 | 0.01712 | 0.01716 | 0.017209 | 0.017266 | 0.017334 | 0.017413 | 0.017504 | 0.017608 | 0.017727 | 0.017862 | 0.018013 | 0.01818 | 0.018364 | 0.018563 | 0.018776 | 0.018999 | 0.019228 | 0.019457 | 0.019679 | 0.019886 | 0.02007 | 0.020222 | 0.020336 | 0.020406 | 0.020429 | 0.020406 | 0.020335 | 0.020222 | 0.02007 | 0.019886 | 0.019679 | 0.019457 | 0.019227 | 0.018998 | 0.018775 | 0.018562 | 0.018362 | 0.018178 | 0.01801 | 0.017859 | 0.017724 | 0.017605 | 0.017499 | 0.017408 | 0.017328 | 0.017259 | 0.0172 | 0.01715 | 0.017109 | 0.017074 | 0.017045 | 0.017023 | 0.017006 | 0.016994 | 0.016987 | 0.016985
Ground | q | 0.027503 | 0.054999 | 0.054994 | 0.054989 | 0.054985 | 0.054983 | 0.054981 | 0.054981 | 0.054981 | 0.054982 | 0.054983 | 0.054986 | 0.054988 | 0.054991 | 0.054995 | 0.054998 | 0.055002 | 0.055005 | 0.055008 | 0.05501 | 0.055013 | 0.055014 | 0.055015 | 0.055015 | 0.055014 | 0.055012 | 0.055009 | 0.055004 | 0.054999 | 0.054992 | 0.054984 | 0.054975 | 0.054964 | 0.054953 | 0.05494 | 0.054926 | 0.054911 | 0.054894 | 0.054877 | 0.054859 | 0.054841 | 0.054821 | 0.054802 | 0.054782 | 0.054761 | 0.054741 | 0.05472 | 0.0547 | 0.054679 | 0.05466 | 0.05464 | 0.054622 | 0.054604 | 0.054587 | 0.054571 | 0.054555 | 0.054541 | 0.054528 | 0.054516 | 0.054506 | 0.054497 | 0.027244
0.0083333
0.016667
0.025
0.033333
0.041667
0.05
0.058333
0.066667
0.075
0.083333
0.091667
0.1
0.10833
0.11667
0.125
0.13333
0.14167
0.15
0.15833
0.16667
0.175
0.18333
0.19167
0.2
0.20833
0.21667
0.225
0.23333
0.24167
0.25
0.25833
0.26667
0.275
0.28333
0.29167
0.3
0.30833
0.31667
0.325
0.33333
0.34167
0.35
0.35833
0.36667
0.375
0.38333
0.39167
0.4
0.40833
0.41667
0.425
0.43333
0.44167
0.45
0.45833
0.46667
0.475
0.48333
0.49167
0.5
0.50833
0.51667
0.525
0.53333
0.54167
0.55
0.55833
0.56667
0.575
0.58333
0.59167
0.6
0.60833
0.61667
0.625
0.63333
0.64167
0.65
0.65833
0.66667
0.675
0.68333
0.69167
0.7
0.70833
0.71667
0.725
0.73333
0.74167
0.75
0.75833
0.76667
0.775
0.78333
0.79167
0.8
0.80833
0.81667
0.825
0.83333
0.84167
0.85
0.85833
0.86667
0.875
0.88333
0.89167
0.9
0.90833
0.91667
0.925
0.93333
0.94167
0.95
0.95833
0.96667
0.975
0.98333
0.99167
1
1.0083
1.0167
1.025
1.0333
1.0417
1.05
1.0583
1.0667
1.075
1.0833
1.0917
1.1
1.1083
1.1167
1.125
1.1333
1.1417
1.15
1.1583
1.1667
1.175
1.1833
1.1917
1.2
1.2083
1.2167
1.225
1.2333
1.2417
1.25
1.2583
1.2667
1.275
1.2833
1.2917
1.3
1.3083
1.3167
1.325
1.3333
1.3417
1.35
1.3583
1.3667
1.375
1.3833
1.3917
1.4
1.4083
1.4167
1.425
1.4333
1.4417
1.45
1.4583
1.4667
1.475
1.4833
1.4917
1.5
1.5083
1.5167
1.525
1.5333
1.5417
1.55
1.5583
1.5667
1.575
1.5833
1.5917
1.6
1.6083
1.6167
1.625
1.6333
1.6417
1.65
1.6583
1.6667
1.675
1.6833
1.6917
1.7
1.7083
1.7167
1.725
1.7333
1.7417
1.75
1.7583
1.7667
1.775
1.7833
1.7917
1.8
1.8083
1.8167
1.825
1.8333
1.8417
1.85
1.8583
1.8667
1.875
1.8833
1.8917
1.9
1.9083
1.9167
1.925
1.9333
1.9417
1.95
1.9583
1.9667
1.975
1.9833
1.9917
2
2.0083
2.0167
2.025
2.0333
2.0417
2.05
2.0583
2.0667
2.075
2.0833
2.0917
2.1
2.1083
2.1167
2.125
2.1333
2.1417
2.15
2.1583
2.1667
2.175
2.1833
2.1917
2.2
2.2083
2.2167
2.225
2.2333
2.2417
2.25
2.2583
2.2667
2.275
2.2833
2.2917
2.3
2.3083
2.3167
2.325
2.3333
2.3417
2.35
2.3583
2.3667
2.375
2.3833
2.3917
2.4
2.4083
2.4167
2.425
2.4333
2.4417
2.45
2.4583
2.4667
2.475
2.4833
2.4917
2.5
2.5083
2.5167
2.525
2.5333
2.5417
2.55
2.5583
2.5667
2.575
2.5833
2.5917
2.6
2.6083
2.6167
2.625
2.6333
2.6417
2.65
2.6583
2.6667
2.675
2.6833
2.6917
2.7
2.7083
2.7167
2.725
2.7333
2.7417
2.75
2.7583
2.7667
2.775
2.7833
2.7917
2.8
2.8083
2.8167
2.825
2.8333
2.8417
2.85
2.8583
2.8667
2.875
2.8833
2.8917
2.9
2.9083
2.9167
2.925
2.9333
2.9417
2.95
2.9583
2.9667
2.975
2.9833
2.9917
3
3.0083
3.0167
3.025
3.0333
3.0417
3.05
3.0583
3.0667
3.075
3.0833
3.0917
3.1
3.1083
3.1167
3.125
3.1333
3.1417
3.15
3.1583
3.1667
3.175
3.1833
3.1917
3.2
3.2083
3.2167
3.225
3.2333
3.2417
3.25
3.2583
3.2667
3.275
3.2833
3.2917
3.3
3.3083
3.3167
3.325
3.3333
3.3417
3.35
3.3583
3.3667
3.375
3.3833
3.3917
3.4
3.4083
3.4167
3.425
3.4333
3.4417
3.45
3.4583
3.4667
3.475
3.4833
3.4917
3.5
3.5083
3.5167
3.525
3.5333
3.5417
3.55
3.5583
3.5667
3.575
3.5833
3.5917
3.6
3.6083
3.6167
3.625
3.6333
3.6417
3.65
3.6583
3.6667
3.675
3.6833
3.6917
3.7
3.7083
3.7167
3.725
3.7333
3.7417
3.75
3.7583
3.7667
3.775
3.7833
3.7917
3.8
3.8083
3.8167
3.825
3.8333
3.8417
3.85
3.8583
3.8667
3.875
3.8833
3.8917
3.9
3.9083
3.9167
3.925
3.9333
3.9417
3.95
3.9583
3.9667
3.975
3.9833
3.9917
4
4.0083
4.0167
4.025
4.0333
4.0417
4.05
4.0583
4.0667
4.075
4.0833
4.0917
4.1
4.1083
4.1167
4.125
4.1333
4.1417
4.15
4.1583
4.1667
4.175
4.1833
4.1917
4.2
4.2083
4.2167
4.225
4.2333
4.2417
4.25
4.2583
4.2667
4.275
4.2833
4.2917
4.3
4.3083
4.3167
4.325
4.3333
4.3417
4.35
4.3583
4.3667
4.375
4.3833
4.3917
4.4
4.4083
4.4167
4.425
4.4333
4.4417
4.45
4.4583
4.4667
4.475
4.4833
4.4917
4.5
4.5083
4.5167
4.525
4.5333
4.5417
4.55
4.5583
4.5667
4.575
4.5833
4.5917
4.6
4.6083
4.6167
4.625
4.6333
4.6417
4.65
4.6583
4.6667
4.675
4.6833
4.6917
4.7
4.7083
4.7167
4.725
4.7333
4.7417
4.75
4.7583
4.7667
4.775
4.7833
4.7917
4.8
4.8083
4.8167
4.825
4.8333
4.8417
4.85
4.8583
4.8667
4.875
4.8833
4.8917
4.9
4.9083
4.9167
4.925
4.9333
4.9417
4.95
4.9583
4.9667
4.975
4.9833
4.9917
5
5.0083
5.0167
5.025
5.0333
5.0417
5.05
5.0583
5.0667
5.075
5.0833
5.0917
5.1
5.1083
5.1167
5.125
5.1333
5.1417
5.15
5.1583
5.1667
5.175
5.1833
5.1917
5.2
5.2083
5.2167
5.225
5.2333
5.2417
5.25
5.2583
5.2667
5.275
5.2833
5.2917
5.3
5.3083
5.3167
5.325
5.3333
5.3417
5.35
5.3583
5.3667
5.375
5.3833
5.3917
5.4
5.4083
5.4167
5.425
5.4333
5.4417
5.45
5.4583
5.4667
5.475
5.4833
5.4917
5.5
5.5083
5.5167
5.525
5.5333
5.5417
5.55
5.5583
5.5667
5.575
5.5833
5.5917
5.6
5.6083
5.6167
5.625
5.6333
5.6417
5.65
5.6583
5.6667
5.675
5.6833
5.6917
5.7
5.7083
5.7167
5.725
5.7333
5.7417
5.75
5.7583
5.7667
5.775
5.7833
5.7917
5.8
5.8083
5.8167
5.825
5.8333
5.8417
5.85
5.8583
5.8667
5.875
5.8833
5.8917
5.9
5.9083
5.9167
5.925
5.9333
5.9417
5.95
5.9583
5.9667
5.975
5.9833
5.9917
6
6.0083
6.0167
6.025
6.0333
6.0417
6.05
6.0583
6.0667
6.075
6.0833
6.0917
6.1
6.1083
6.1167
6.125
6.1333
6.1417
6.15
6.1583
6.1667
6.175
6.1833
6.1917
6.2
6.2083
6.2167
6.225
6.2333
6.2417
6.25
6.2583
6.2667
6.275
6.2833
6.2917
6.3
6.3083
6.3167
6.325
6.3333
6.3417
6.35
6.3583
6.3667
6.375
6.3833
6.3917
6.4
6.4083
6.4167
6.425
6.4333
6.4417
6.45
6.4583
6.4667
6.475
6.4833
6.4917
6.5
6.5083
6.5167
6.525
6.5333
6.5417
6.55
6.5583
6.5667
6.575
6.5833
6.5917
6.6
6.6083
6.6167
6.625
6.6333
6.6417
6.65
6.6583
6.6667
6.675
6.6833
6.6917
6.7
6.7083
6.7167
6.725
6.7333
6.7417
6.75
6.7583
6.7667
6.775
6.7833
6.7917
6.8
6.8083
6.8167
6.825
6.8333
6.8417
6.85
6.8583
6.8667
6.875
6.8833
6.8917
6.9
6.9083
6.9167
6.925
6.9333
6.9417
6.95
6.9583
6.9667
6.975
6.9833
6.9917
7
7.0083
7.0167
7.025
7.0333
7.0417
7.05
7.0583
7.0667
7.075
7.0833
7.0917
7.1
7.1083
7.1167
7.125
7.1333
7.1417
7.15
7.1583
7.1667
7.175
7.1833
7.1917
7.2
7.2083
7.2167
7.225
7.2333
7.2417
7.25
7.2583
7.2667
7.275
7.2833
7.2917
7.3
7.3083
7.3167
7.325
7.3333
7.3417
7.35
7.3583
7.3667
7.375
7.3833
7.3917
7.4
7.4083
7.4167
7.425
7.4333
7.4417
7.45
7.4583
7.4667
7.475
7.4833
7.4917
7.5
7.5083
7.5167
7.525
7.5333
7.5417
7.55
7.5583
7.5667
7.575
7.5833
7.5917
7.6
7.6083
7.6167
7.625
7.6333
7.6417
7.65
7.6583
7.6667
7.675
7.6833
7.6917
7.7
7.7083
7.7167
7.725
7.7333
7.7417
7.75
7.7583
7.7667
7.775
7.7833
7.7917
7.8
7.8083
7.8167
7.825
7.8333
7.8417
7.85
7.8583
7.8667
7.875
7.8833
7.8917
7.9
7.9083
7.9167
7.925
7.9333
7.9417
7.95
7.9583
7.9667
7.975
7.9833
7.9917
8
8.0083
8.0167
8.025
8.0333
8.0417
8.05
8.0583
8.0667
8.075
8.0833
8.0917
8.1
8.1083
8.1167
8.125
8.1333
8.1417
8.15
8.1583
8.1667
8.175
8.1833
8.1917
8.2
8.2083
8.2167
8.225
8.2333
8.2417
8.25
8.2583
8.2667
8.275
8.2833
8.2917
8.3
8.3083
8.3167
8.325
8.3333
8.3417
8.35
8.3583
8.3667
8.375
8.3833
8.3917
8.4
8.4083
8.4167
8.425
8.4333
8.4417
8.45
8.4583
8.4667
8.475
8.4833
8.4917
8.5
8.5083
8.5167
8.525
8.5333
8.5417
8.55
8.5583
8.5667
8.575
8.5833
8.5917
8.6
8.6083
8.6167
8.625
8.6333
8.6417
8.65
8.6583
8.6667
8.675
8.6833
8.6917
8.7
8.7083
8.7167
8.725
8.7333
8.7417
8.75
8.7583
8.7667
8.775
8.7833
8.7917
8.8
8.8083
8.8167
8.825
8.8333
8.8417
8.85
8.8583
8.8667
8.875
8.8833
8.8917
8.9
8.9083
8.9167
8.925
8.9333
8.9417
8.95
8.9583
8.9667
8.975
8.9833
8.9917
9
9.0083
9.0167
9.025
9.0333
9.0417
9.05
9.0583
9.0667
9.075
9.0833
9.0917
9.1
9.1083
9.1167
9.125
9.1333
9.1417
9.15
9.1583
9.1667
9.175
9.1833
9.1917
9.2
9.2083
9.2167
9.225
9.2333
9.2417
9.25
9.2583
9.2667
9.275
9.2833
9.2917
9.3
9.3083
9.3167
9.325
9.3333
9.3417
9.35
9.3583
9.3667
9.375
9.3833
9.3917
9.4
9.4083
9.4167
9.425
9.4333
9.4417
9.45
9.4583
9.4667
9.475
9.4833
9.4917
9.5
9.5083
9.5167
9.525
9.5333
9.5417
9.55
9.5583
9.5667
9.575
9.5833
9.5917
9.6
9.6083
9.6167
9.625
9.6333
9.6417
9.65
9.6583
9.6667
9.675
9.6833
9.6917
9.7
9.7083
9.7167
9.725
9.7333
9.7417
9.75
9.7583
9.7667
9.775
9.7833
9.7917
9.8
9.8083
9.8167
9.825
9.8333
9.8417
9.85
9.8583
9.8667
9.875
9.8833
9.8917
9.9
9.9083
9.9167
9.925
9.9333
9.9417
9.95
9.9583
9.9667
9.975
9.9833
9.9917
10
10.0083
10.0167
10.025
10.0333
10.0417
10.05
10.0583
10.0667
10.075
10.0833
10.0917
10.1
10.1083
10.1167
10.125
10.1333
10.1417
10.15
10.1583
10.1667
10.175
10.1833
10.1917
10.2
10.2083
10.2167
10.225
10.2333
10.2417
10.25
10.2583
10.2667
10.275
10.2833
10.2917
10.3
10.3083
10.3167
10.325
10.3333
10.3417
10.35
10.3583
10.3667
10.375
10.3833
10.3917
10.4
10.4083
10.4167
10.425
10.4333
10.4417
10.45
10.4583
10.4667
10.475
10.4833
10.4917
10.5
10.5083
10.5167
10.525
10.5333
10.5417
10.55
10.5583
10.5667
10.575
10.5833
10.5917
10.6
10.6083
10.6167
10.625
10.6333
10.6417
10.65
10.6583
10.6667
10.675
10.6833
10.6917
10.7
10.7083
10.7167
10.725
10.7333
10.7417
10.75
10.7583
10.7667
10.775
10.7833
10.7917
10.8
10.8083
10.8167
10.825
10.8333
10.8417
10.85
10.8583
10.8667
10.875
10.8833
10.8917
10.9
10.9083
10.9167
10.925
10.9333
10.9417
10.95
10.9583
10.9667
10.975
10.9833
10.9917
11
11.0083
11.0167
11.025
11.0333
11.0417
11.05
11.0583
11.0667
11.075
11.0833
11.0917
11.1
11.1083
11.1167
11.125
11.1333
11.1417
11.15
11.1583
11.1667
11.175
11.1833
11.1917
11.2
11.2083
11.2167
11.225
11.2333
11.2417
11.25
11.2583
11.2667
11.275
11.2833
11.2917
11.3
11.3083
11.3167
11.325
11.3333
11.3417
11.35
11.3583
11.3667
11.375
11.3833
11.3917
11.4
11.4083
11.4167
11.425
11.4333
11.4417
11.45
11.4583
11.4667
11.475
11.4833
11.4917
11.5
11.5083
11.5167
11.525
11.5333
11.5417
11.55
11.5583
11.5667
11.575
11.5833
11.5917
11.6
11.6083
11.6167
11.625
11.6333
11.6417
11.65
11.6583
11.6667
11.675
11.6833
11.6917
11.7
11.7083
11.7167
11.725
11.7333
11.7417
11.75
11.7583
11.7667
11.775
11.7833
11.7917
11.8
11.8083
11.8167
11.825
11.8333
11.8417
11.85
11.8583
11.8667
11.875
11.8833
11.8917
11.9
11.9083
11.9167
11.925
11.9333
11.9417
11.95
11.9583
11.9667
11.975
11.9833
11.9917
12
12.0083
12.0167
12.025
12.0333
12.0417
12.05
12.0583
12.0667
12.075
12.0833
12.0917
12.1
12.1083
12.1167
12.125
12.1333
12.1417
12.15
12.1583
12.1667
12.175
12.1833
12.1917
12.2
12.2083
12.2167
12.225
12.2333
12.2417
12.25
12.2583
12.2667
12.275
12.2833
12.2917
12.3
12.3083
12.3167
12.325
12.3333
12.3417
12.35
12.3583
12.3667
12.375
12.3833
12.3917
12.4
12.4083
12.4167
12.425
12.4333
12.4417
12.45
12.4583
12.4667
12.475
12.4833
12.4917
12.5
12.5083
12.5167
12.525
12.5333
12.5417
12.55
12.5583
12.5667
12.575
12.5833
12.5917
12.6
12.6083
12.6167
12.625
12.6333
12.6417
12.65
12.6583
12.6667
12.675
12.6833
12.6917
12.7
12.7083
12.7167
12.725
12.7333
12.7417
12.75
12.7583
12.7667
12.775
12.7833
12.7917
12.8
12.8083
12.8167
12.825
12.8333
12.8417
12.85
12.8583
12.8667
12.875
12.8833
12.8917
12.9
12.9083
12.9167
12.925
12.9333
12.9417
12.95
12.9583
12.9667
12.975
12.9833
12.9917
13
13.0083
13.0167
13.025
13.0333
13.0417
13.05
13.0583
13.0667
13.075
13.0833
13.0917
13.1
13.1083
13.1167
13.125
13.1333
13.1417
13.15
13.1583
13.1667
13.175
13.1833
13.1917
13.2
13.2083
13.2167
13.225
13.2333
13.2417
13.25
13.2583
13.2667
13.275
13.2833
13.2917
13.3
13.3083
13.3167
13.325
13.3333
13.3417
13.35
13.3583
13.3667
13.375
13.3833
13.3917
13.4
13.4083
13.4167
13.425
13.4333
13.4417
13.45
13.4583
13.4667
13.475
13.4833
13.4917
13.5
13.5083
13.5167
13.525
13.5333
13.5417
13.55
13.5583
13.5667
13.575
13.5833
13.5917
13.6
13.6083
13.6167
13.625
13.6333
13.6417
13.65
13.6583
13.6667
13.675
13.6833
13.6917
13.7
13.7083
13.7167
13.725
13.7333
13.7417
13.75
13.7583
13.7667
13.775
13.7833
13.7917
13.8
13.8083
13.8167
13.825
13.8333
13.8417
13.85
13.8583
13.8667
13.875
13.8833
13.8917
13.9
13.9083
13.9167
13.925
13.9333
13.9417
13.95
13.9583
13.9667
13.975
13.9833
13.9917
14
14.0083
14.0167
14.025
14.0333
14.0417
14.05
14.0583
14.0667
14.075
14.0833
14.0917
14.1
14.1083
14.1167
14.125
14.1333
14.1417
14.15
14.1583
14.1667
14.175
14.1833
14.1917
14.2
14.2083
14.2167
14.225
14.2333
14.2417
14.25
14.2583
14.2667
14.275
14.2833
14.2917
14.3
14.3083
14.3167
14.325
14.3333
14.3417
14.35
14.3583
14.3667
14.375
14.3833
14.3917
14.4
14.4083
14.4167
14.425
14.4333
14.4417
14.45
14.4583
14.4667
14.475
14.4833
14.4917
14.5
14.5083
14.5167
14.525
14.5333
14.5417
14.55
14.5583
14.5667
14.575
14.5833
14.5917
14.6
14.6083
14.6167
14.625
14.6333
14.6417
14.65
14.6583
14.6667
14.675
14.6833
14.6917
14.7
14.7083
14.7167
14.725
14.7333
14.7417
14.75
14.7583
14.7667
14.775
14.7833
14.7917
14.8
14.8083
14.8167
14.825
14.8333
14.8417
14.85
14.8583
14.8667
14.875
14.8833
14.8917
14.9
14.9083
14.9167
14.925
14.9333
14.9417
14.95
14.9583
14.9667
14.975
14.9833
14.9917
15
15.0083
15.0167
15.025
15.0333
15.0417
15.05
15.0583
15.0667
15.075
15.0833
15.0917
15.1
15.1083
15.1167
15.125
15.1333
15.1417
15.15
15.1583
15.1667
15.175
15.1833
15.1917
15.2
15.2083
15.2167
15.225
15.2333
15.2417
15.25
15.2583
15.2667
15.275
15.2833
15.2917
15.3
15.3083
15.3167
15.325
15.3333
15.3417
15.35
15.3583
15.3667
15.375
15.3833
15.3917
15.4
15.4083
15.4167
15.425
15.4333
15.4417
15.45
15.4583
15.4667
15.475
15.4833
15.4917
15.5
15.5083
15.5167
15.525
15.5333
15.5417
15.55
15.5583
15.5667
15.575
15.5833
15.5917
15.6
15.6083
15.6167
15.625
15.6333
15.6417
15.65
15.6583
15.6667
15.675
15.6833
15.6917
15.7
15.7083
15.7167
15.725
15.7333
15.7417
15.75
15.7583
15.7667
15.775
15.7833
15.7917
15.8
15.8083
15.8167
15.825
15.8333
15.8417
15.85
15.8583
15.8667
15.875
15.8833
15.8917
15.9
15.9083
15.9167
15.925
15.9333
15.9417
15.95
15.9583
15.9667
15.975
15.9833
15.9917
16
16.0083
16.0167
16.025
16.0333
16.0417
16.05
16.0583
16.0667
16.075
16.0833
16.0917
16.1
16.1083
16.1167
16.125
16.1333
16.1417
16.15
16.1583
16.1667
16.175
16.1833
16.1917
16.2
16.2083
16.2167
16.225
16.2333
16.2417
16.25
16.2583
16.2667
16.275
16.2833
16.2917
16.3
16.3083
16.3167
16.325
16.3333
16.3417
16.35
16.3583
16.3667
16.375
16.3833
16.3917
16.4
16.4083
16.4167
16.425
16.4333
16.4417
16.45
16.4583
16.4667
16.475
16.4833
16.4917
16.5
16.5083
16.5167
16.525
16.5333
16.5417
16.55
16.5583
16.5667
16.575
16.5833
16.5917
16.6
16.6083
16.6167
16.625
16.6333
16.6417
16.65
16.6583
16.6667
16.675
16.6833
16.6917
16.7
16.7083
16.7167
16.725
16.7333
16.7417
16.75
16.7583
16.7667
16.775
16.7833
16.7917
16.8
16.8083
16.8167
16.825
16.8333
16.8417
16.85
16.8583
16.8667
16.875
16.8833
16.8917
16.9
16.9083
16.9167
16.925
16.9333
16.9417
16.95
16.9583
16.9667
16.975
16.9833
16.9917
17
17.0083
17.0167
17.025
17.0333
17.0417
17.05
17.0583
17.0667
17.075
17.0833
17.0917
17.1
17.1083
17.1167
17.125
17.1333
17.1417
17.15
17.1583
17.1667
17.175
17.1833
17.1917
17.2
17.2083
17.2167
17.225
17.2333
17.2417
17.25
17.2583
17.2667
17.275
17.2833
17.2917
17.3
17.3083
17.3167
17.325
17.3333
17.3417
17.35
17.3583
17.3667
17.375
17.3833
17.3917
17.4
17.4083
17.4167
17.425
17.4333
17.4417
17.45
17.4583
17.4667
17.475
17.4833
17.4917
17.5
17.5083
17.5167
17.525
17.5333
17.5417
17.55
17.5583
17.5667
17.575
17.5833
17.5917
17.6
17.6083
17.6167
17.625
17.6333
17.6417
17.65
17.6583
17.6667
17.675
17.6833
17.6917
17.7
17.7083
17.7167
17.725
17.7333
17.7417
17.75
17.7583
17.7667
17.775
17.7833
17.7917
17.8
17.8083
17.8167
17.825
17.8333
17.8417
17.85
17.8583
17.8667
17.875
17.8833
17.8917
17.9
17.9083
17.9167
17.925
17.9333
17.9417
17.95
17.9583
17.9667
17.975
17.9833
17.9917
18
18.0083
18.0167
18.025
18.0333
18.0417
18.05
18.0583
18.0667
18.075
18.0833
18.0917
18.1
18.1083
18.1167
18.125
18.1333
18.1417
18.15
18.1583
18.1667
18.175
18.1833
18.1917
18.2
18.2083
18.2167
18.225
18.2333
18.2417
18.25
18.2583
18.2667
18.275
18.2833
18.2917
18.3
18.3083
18.3167
18.325
18.3333
18.3417
18.35
18.3583
18.3667
18.375
18.3833
18.3917
18.4
18.4083
18.4167
18.425
18.4333
18.4417
18.45
18.4583
18.4667
18.475
18.4833
18.4917
18.5
18.5083
18.5167
18.525
18.5333
18.5417
18.55
18.5583
18.5667
18.575
18.5833
18.5917
18.6
18.6083
18.6167
18.625
18.6333
18.6417
18.65
18.6583
18.6667
18.675
18.6833
18.6917
18.7
18.7083
18.7167
18.725
18.7333
18.7417
18.75
18.7583
18.7667
18.775
18.7833
18.7917
18.8
18.8083
18.8167
18.825
18.8333
18.8417
18.85
18.8583
18.8667
18.875
18.8833
18.8917
18.9
18.9083
18.9167
18.925
18.9333
18.9417
18.95
18.9583
18.9667
18.975
18.9833
18.9917
19
19.0083
19.0167
19.025
19.0333
19.0417
19.05
19.0583
19.0667
19.075
19.0833
19.0917
19.1
19.1083
19.1167
19.125
19.1333
19.1417
19.15
19.1583
19.1667
19.175
19.1833
19.1917
19.2
19.2083
19.2167
19.225
19.2333
19.2417
19.25
19.2583
19.2667
19.275
19.2833
19.2917
19.3
19.3083
19.3167
19.325
19.3333
19.3417
19.35
19.3583
19.3667
19.375
19.3833
19.3917
19.4
19.4083
19.4167
19.425
19.4333
19.4417
19.45
19.4583
19.4667
19.475
19.4833
19.4917
19.5
19.5083
19.5167
19.525
19.5333
19.5417
19.55
19.5583
19.5667
19.575
19.5833
19.5917
19.6
19.6083
19.6167
19.625
19.6333
19.6417
19.65
19.6583
19.6667
19.675
19.6833
19.6917
19.7
19.7083
19.7167
19.725
19.7333
19.7417
19.75
19.7583
19.7667
19.775
19.7833
19.7917
19.8
19.8083
19.8167
19.825
19.8333
19.8417
19.85
19.8583
19.8667
19.875
19.8833
19.8917
19.9
19.9083
19.9167
19.925
19.9333
19.9417
19.95
19.9583
19.9667
19.975
19.9833
19.9917
20
20.0083
20.0167
20.025
20.0333
20.0417
20.05
20.0583
20.0667
20.075
20.0833
20.0917
20.1
20.1083
20.1167
20.125
20.1333
20.1417
20.15
20.1583
20.1667
20.175
20.1833
20.1917
20.2
20.2083
20.2167
20.225
20.2333
20.2417
20.25
20.2583
20.2667
20.275
20.2833
20.2917
20.3
20.3083
20.3167
20.325
20.3333
20.3417
20.35
20.3583
20.3667
20.375
20.3833
20.3917
20.4
20.4083
20.4167
20.425
20.4333
20.4417
20.45
20.4583
20.4667
20.475
20.4833
20.4917
20.5
20.5083
20.5167
20.525
20.5333
20.5417
20.55
20.5583
20.5667
20.575
20.5833
20.5917
20.6
20.6083
20.6167
20.625
20.6333
20.6417
20.65
20.6583
20.6667
20.675
20.6833
20.6917
20.7
20.7083
20.7167
20.725
20.7333
20.7417
20.75
20.7583
20.7667
20.775
20.7833
20.7917
20.8
20.8083
20.8167
20.825
20.8333
20.8417
20.85
20.8583
20.8667
20.875
20.8833
20.8917
20.9
20.9083
20.9167
20.925
20.9333
20.9417
20.95
20.9583
20.9667
20.975
20.9833
20.9917
21
21.0083
21.0167
21.025
21.0333
21.0417
21.05
21.0583
21.0667
21.075
21.0833
21.0917
21.1
21.1083
21.1167
21.125
21.1333
21.1417
21.15
21.1583
21.1667
21.175
21.1833
21.1917
21.2
21.2083
21.2167
21.225
21.2333
21.2417
21.25
21.2583
21.2667
21.275
21.2833
21.2917
21.3
21.3083
21.3167
21.325
21.3333
21.3417
21.35
21.3583
21.3667
21.375
21.3833
21.3917
21.4
21.4083
21.4167
21.425
21.4333
21.4417
21.45
21.4583
21.4667
21.475
21.4833
21.4917
21.5
21.5083
21.5167
21.525
21.5333
21.5417
21.55
21.5583
21.5667
21.575
21.5833
21.5917
21.6
21.6083
21.6167
21.625
21.6333
21.6417
21.65
21.6583
21.6667
21.675
21.6833
21.6917
21.7
21.7083
21.7167
21.725
21.7333
21.7417
21.75
21.7583
21.7667
21.775
21.7833
21.7917
21.8
21.8083
21.8167
21.825
21.8333
21.8417
21.85
21.8583
21.8667
21.875
21.8833
21.8917
21.9
21.9083
21.9167
21.925
21.9333
21.9417
21.95
21.9583
21.9667
21.975
21.9833
21.9917
22
22.0083
22.0167
22.025
22.0333
22.0417
22.05
22.0583
22.0667
22.075
22.0833
22.0917
22.1
22.1083
22.1167
22.125
22.1333
22.1417
22.15
22.1583
22.1667
22.175
22.1833
22.1917
22.2
22.2083
22.2167
22.225
22.2333
22.2417
22.25
22.2583
22.2667
22.275
22.2833
22.2917
22.3
22.3083
22.3167
22.325
22.3333
22.3417
22.35
22.3583
22.3667
22.375
22.3833
22.3917
22.4
22.4083
22.4167
22.425
22.4333
22.4417
22.45
22.4583
22.4667
22.475
22.4833
22.4917
22.5
22.5083
22.5167
22.525
22.5333
22.5417
22.55
22.5583
22.5667
22.575
22.5833
22.5917
22.6
22.6083
22.6167
22.625
22.6333
22.6417
22.65
22.6583
22.6667
22.675
22.6833
22.6917
22.7
22.7083
22.7167
22.725
22.7333
22.7417
22.75
22.7583
22.7667
22.775
22.7833
22.7917
22.8
22.8083
22.8167
22.825
22.8333
22.8417
22.85
22.8583
22.8667
22.875
22.8833
22.8917
22.9
22.9083
22.9167
22.925
22.9333
22.9417
22.95
22.9583
22.9667
22.975
22.9833
22.9917
23
23.0083
23.0167
23.025
23.0333
23.0417
23.05
23.0583
23.0667
23.075
23.0833
23.0917
23.1
23.1083
23.1167
23.125
23.1333
23.1417
23.15
23.1583
23.1667
23.175
23.1833
23.1917
23.2
23.2083
23.2167
23.225
23.2333
23.2417
23.25
23.2583
23.2667
23.275
23.2833
23.2917
23.3
23.3083
23.3167
23.325
23.3333
23.3417
23.35
23.3583
23.3667
23.375
23.3833
23.3917
23.4
23.4083
23.4167
23.425
23.4333
23.4417
23.45
23.4583
23.4667
23.475
23.4833
23.4917
23.5
23.5083
23.5167
23.525
23.5333
23.5417
23.55
23.5583
23.5667
23.575
23.5833
23.5917
23.6
23.6083
23.6167
23.625
23.6333
23.6417
23.65
23.6583
23.6667
23.675
23.6833
23.6917
23.7
23.7083
23.7167
23.725
23.7333
23.7417
23.75
23.7583
23.7667
23.775
23.7833
23.7917
23.8
23.8083
23.8167
23.825
23.8333
23.8417
23.85
23.8583
23.8667
23.875
23.8833
23.8917
23.9
23.9083
23.9167
23.925
23.9333
23.9417
23.95
23.9583
23.9667
23.975
23.9833
23.9917
24
24.0083
24.0167
24.025
24.0333
24.0417
24.05
24.0583
24.0667
24.075
24.0833
24.0917
24.1
24.1083
24.1167
24.125
24.1333
24.1417
24.15
24.1583
24.1667
24.175
24.1833
24.1917
24.2
24.2083
24.2167
24.225
24.2333
24.2417
24.25
24.2583
24.2667
24.275
24.2833
24.2917
24.3
24.3083
24.3167
24.325
24.3333
24.3417
24.35
24.3583
24.3667
24.375
24.3833
24.3917
24.4
24.4083
24.4167
24.425
24.4333
24.4417
24.45
24.4583
24.4667
24.475
24.4833
24.4917
24.5
24.5083
24.5167
24.525
24.5333
24.5417
24.55
24.5583
24.5667
24.575
24.5833
24.5917
24.6
24.6083
24.6167
24.625
24.6333
24.6417
24.65
24.6583
24.6667
24.675
24.6833
24.6917
24.7
24.7083
24.7167
24.725
24.7333
24.7417
24.75
24.7583
24.7667
24.775
24.7833
24.7917
24.8
24.8083
24.8167
24.825
24.8333
24.8417
24.85
24.8583
24.8667
24.875
24.8833
24.8917
24.9
24.9083
24.9167
24.925
24.9333
24.9417
24.95
24.9583
24.9667
24.975
24.9833
24.9917
25
25.0083
25.0167
25.025
25.0333
25.0417
25.05
25.0583
25.0667
25.075
25.0833
25.0917
25.1
25.1083
25.1167
25.125
25.1333
25.1417
25.15
25.1583
25.1667
25.175
25.1833
25.1917
25.2
25.2083
25.2167
25.225
25.2333
25.2417
25.25
25.2583
25.2667
25.275
25.2833
25.2917
25.3
25.3083
25.3167
25.325
25.3333
25.3417
25.35
25.3583
25.3667
25.375
25.3833
25.3917
25.4
25.4083
25.4167
25.425
25.4333
25.4417
25.45
25.4583
25.4667
25.475
25.4833
25.4917
25.5
25.5083
25.5167
25.525
25.5333
25.5417
25.55
25.5583
25.5667
25.575
25.5833
25.5917
25.6
25.6083
25.6167
25.625
25.6333
25.6417
25.65
25.6583
25.6667
25.675
25.6833
25.6917
25.7
25.7083
25.7167
25.725
25.7333
25.7417
25.75
25.7583
25.7667
25.775
25.7833
25.7917
25.8
25.8083
25.8167
25.825
25.8333
25.8417
25.85
25.8583
25.8667
25.875
25.8833
25.8917
25.9
25.9083
25.9167
25.925
25.9333
25.9417
25.95
25.9583
25.9667
25.975
25.9833
25.9917
26
26.0083
26.0167
26.025
26.0333
26.0417
26.05
26.0583
26.0667
26.075
26.0833
26.0917
26.1
26.1083
26.1167
26.125
26.1333
26.1417
26.15
26.1583
26.1667
26.175
26.1833
26.1917
26.2
26.2083
26.2167
26.225
26.2333
26.2417
26.25
26.2583
26.2667
26.275
26.2833
26.2917
26.3
26.3083
26.3167
26.325
26.3333
26.3417
26.35
26.3583
26.3667
26.375
26.3833
26.3917
26.4
26.4083
26.4167
26.425
26.4333
26.4417
26.45
26.4583
26.4667
26.475
26.4833
26.4917
26.5
26.5083
26.5167
26.525
26.5333
26.5417
26.55
26.5583
26.5667
26.575
26.5833
26.5917
26.6
26.6083
26.6167
26.625
26.6333
26.6417
26.65
26.6583
26.6667
26.675
26.6833
26.6917
26.7
26.7083
26.7167
26.725
26.7333
26.7417
26.75
26.7583
26.7667
26.775
26.7833
26.7917
26.8
26.8083
26.8167
26.825
26.8333
26.8417
26.85
26.8583
26.8667
26.875
26.8833
26.8917
26.9
26.9083
26.9167
26.925
26.9333
26.9417
26.95
26.9583
26.9667
26.975
26.9833
26.9917
27
27.0083
27.0167
27.025
27.0333
27.0417
27.05
27.0583
27.0667
27.075
27.0833
27.0917
27.1
27.1083
27.1167
27.125
27.1333
27.1417
27.15
27.1583
27.1667
27.175
27.1833
27.1917
27.2
27.2083
27.2167
27.225
27.2333
27.2417
27.25
27.2583
27.2667
27.275
27.2833
27.2917
27.3
27.3083
27.3167
27.325
27.3333
27.3417
27.35
27.3583
27.3667
27.375
27.3833
27.3917
27.4
27.4083
27.4167
27.425
27.4333
27.4417
27.45
27.4583
27.4667
27.475
27.4833
27.4917
27.5
27.5083
27.5167
27.525
27.5333
27.5417
27.55
27.5583
27.5667
27.575
27.5833
27.5917
27.6
27.6083
27.6167
27.625
27.6333
27.6417
27.65
27.6583
27.6667
27.675
27.6833
27.6917
27.7
27.7083
27.7167
27.725
27.7333
27.7417
27.75
27.7583
27.7667
27.775
27.7833
27.7917
27.8
27.8083
27.8167
27.825
27.8333
27.8417
27.85
27.8583
27.8667
27.875
27.8833
27.8917
27.9
27.9083
27.9167
27.925
27.9333
27.9417
27.95
27.9583
27.9667
27.975
27.9833
27.9917
28
28.0083
28.0167
28.025
28.0333
28.0417
28.05
28.0583
28.0667
28.075
28.0833
28.0917
28.1
28.1083
28.1167
28.125
28.1333
28.1417
28.15
28.1583
28.1667
28.175
28.1833
28.1917
28.2
28.2083
28.2167
28.225
28.2333
28.2417
28.25
28.2583
28.2667
28.275
28.2833
28.2917
28.3
28.3083
28.3167
28.325
28.3333
28.3417
28.35
28.3583
28.3667
28.375
28.3833
28.3917
28.4
28.4083
28.4167
28.425
28.4333
28.4417
28.45
28.4583
28.4667
28.475
28.4833
28.4917
28.5
28.5083
28.5167
28.525
28.5333
28.5417
28.55
28.5583
28.5667
28.575
28.5833
28.5917
28.6
28.6083
28.6167
28.625
28.6333
28.6417
28.65
28.6583
28.6667
28.675
28.6833
28.6917
28.7
28.7083
28.7167
28.725
28.7333
28.7417
28.75
28.7583
28.7667
28.775
28.7833
28.7917
28.8
28.8083
28.8167
28.825
28.8333
28.8417
28.85
28.8583
28.8667
28.875
28.8833
28.8917
28.9
28.9083
28.9167
28.925
28.9333
28.9417
28.95
28.9583
28.9667
28.975
28.9833
28.9917
29
29.0083
29.0167
29.025
29.0333
29.0417
29.05
29.0583
29.0667
29.075
29.0833
29.0917
29.1
29.1083
29.1167
29.125
29.1333
29.1417
29.15
29.1583
29.1667
29.175
29.1833
29.1917
29.2
29.2083
29.2167
29.225
29.2333
29.2417
29.25
29.2583
29.2667
29.275
29.2833
29.2917
29.3
29.3083
29.3167
29.325
29.3333
29.3417
29.35
29.3583
29.3667
29.375
29.3833
29.3917
29.4
29.4083
29.4167
29.425
29.4333
29.4417
29.45
29.4583
29.4667
29.475
29.4833
29.4917
29.5
29.5083
29.5167
29.525
29.5333
29.5417
29.55
29.5583
29.5667
29.575
29.5833
29.5917
29.6
29.6083
29.6167
29.625
29.6333
29.6417
29.65
29.6583
29.6667
29.675
29.6833
29.6917
29.7
29.7083
29.7167
29.725
29.7333
29.7417
29.75
29.7583
29.7667
29.775
29.7833
29.7917
29.8
29.8083
29.8167
29.825
29.8333
29.8417
29.85
29.8583
29.8667
29.875
29.8833
29.8917
29.9
29.9083
29.9167
29.925
29.9333
29.9417
29.95
29.9583
29.9667
29.975
29.9833
29.9917
30
30.0083
30.0167
30.025
30.0333
30.0417
30.05
30.0583
30.0667
30.075
30.0833
30.0917
30.1
30.1083
30.1167
30.125
30.1333
30.1417
30.15
30.1583
30.1667
30.175
30.1833
30.1917
30.2
30.2083
30.2167
30.225
30.2333
30.2417
30.25
30.2583
30.2667
30.275
30.2833
30.2917
30.3
30.3083
30.3167
30.325
30.3333
30.3417
30.35
30.3583
30.3667
30.375
30.3833
30.3917
30.4
30.4083
30.4167
30.425
30.4333
30.4417
30.45
30.4583
30.4667
30.475
30.4833
30.4917
30.5
30.5083
30.5167
30.525
30.5333
30.5417
30.55
30.5583
30.5667
30.575
30.5833
30.5917
30.6
30.6083
30.6167
30.625
30.6333
30.6417
30.65
30.6583
30.6667
30.675
30.6833
30.6917
30.7
30.7083
30.7167
30.725
30.7333
30.7417
30.75
30.7583
30.7667
30.775
30.7833
30.7917
30.8
30.8083
30.8167
30.825
30.8333
30.8417
30.85
30.8583
30.8667
30.875
30.8833
30.8917
30.9
30.9083
30.9167
30.925
30.9333
30.9417
30.95
30.9583
30.9667
30.975
30.9833
30.9917
31
31.0083
31.0167
31.025
31.0333
31.0417
31.05
31.0583
31.0667
31.075
31.0833
31.0917
31.1
31.1083
31.1167
31.125
31.1333
31.1417
31.15
31.1583
31.1667
31.175
31.1833
31.1917
31.2
31.2083
31.2167
31.225
31.2333
31.2417
31.25
31.2583
31.2667
31.275
31.2833
31.2917
31.3
31.3083
31.3167
31.325
31.3333
31.3417
31.35
31.3583
31.3667
31.375
31.3833
31.3917
31.4
31.4083
31.4167
31.425
31.4333
31.4417
31.45
31.4583
31.4667
31.475
31.4833
31.4917
31.5
31.5083
31.5167
31.525
31.5333
31.5417
31.55
31.5583
31.5667
31.575
31.5833
31.5917
31.6
31.6083
31.6167
31.625
31.6333
31.6417
31.65
31.6583
31.6667
31.675
31.6833
31.6917
31.7
31.7083
31.7167
31.725
31.7333
31.7417
31.75
31.7583
31.7667
31.775
31.7833
31.7917
31.8
31.8083
31.8167
31.825
31.8333
31.8417
31.85
31.8583
31.8667
31.875
31.8833
31.8917
31.9
31.9083
31.9167
31.925
31.9333
31.9417
31.95
31.9583
31.9667
31.975
31.9833
31.9917
32
32.0083
32.0167
32.025
32.0333
32.0417
32.05
32.0583
32.0667
32.075
32.0833
32.0917
32.1
32.1083
32.1167
32.125
32.1333
32.1417
32.15
32.1583
32.1667
32.175
32.1833
32.1917
32.2
32.2083
32.2167
32.225
32.2333
32.2417
32.25
32.2583
32.2667
32.275
32.2833
32.2917
32.3
32.3083
32.3167
32.325
32.3333
32.3417
32.35
32.3583
32.3667
32.375
32.3833
32.3917
32.4
32.4083
32.4167
32.425
32.4333
32.4417
32.45
32.4583
32.4667
32.475
32.4833
32.4917
32.5
32.5083
32.5167
32.525
32.5333
32.5417
32.55
32.5583
32.5667
32.575
32.5833
32.5917
32.6
32.6083
32.6167
32.625
32.6333
32.6417
32.65
32.6583
32.6667
32.675
32.6833
32.6917
32.7
32.7083
32.7167
32.725
32.7333
32.7417
32.75
32.7583
32.7667
32.775
32.7833
32.7917
32.8
32.8083
32.8167
32.825
32.8333
32.8417
32.85
32.8583
32.8667
32.875
32.8833
32.8917
32.9
32.9083
32.9167
32.925
32.9333
32.9417
32.95
32.9583
32.9667
32.975
32.9833
32.9917
33
33.0083
33.0167
33.025
33.0333
33.0417
33.05
33.0583
33.0667
33.075
33.0833
33.0917
33.1
33.1083
33.1167
33.125
33.1333
33.1417
33.15
33.1583
33.1667
33.175
33.1833
33.1917
33.2
33.2083
33.2167
33.225
33.2333
33.2417
33.25
33.2583
33.2667
33.275
33.2833
33.2917
33.3
33.3083
33.3167
33.325
33.3333
33.3417
33.35
33.3583
33.3667
33.375
33.3833
33.3917
33.4
33.4083
33.4167
33.425
33.4333
33.4417
33.45
33.4583
33.4667
33.475
33.4833
33.4917
33.5
33.5083
33.5167
33.525
33.5333
33.5417
33.55
33.5583
33.5667
33.575
33.5833
33.5917
33.6
33.6083
33.6167
33.625
33.6333
33.6417
33.65
33.6583
33.6667
33.675
33.6833
33.6917
33.7
33.7083
33.7167
33.725
33.7333
33.7417
33.75
33.7583
33.7667
33.775
33.7833
33.7917
33.8
33.8083
33.8167
33.825
33.8333
33.8417
33.85
33.8583
33.8667
33.875
33.8833
33.8917
33.9
33.9083
33.9167
33.925
33.9333
33.9417
33.95
33.9583
33.9667
33.975
33.9833
33.9917
34
34.0083
34.0167
34.025
34.0333
34.0417
34.05
34.0583
34.0667
34.075
34.0833
34.0917
34.1
34.1083
34.1167
34.125
34.1333
34.1417
34.15
34.1583
34.1667
34.175
34.1833
34.1917
34.2
34.2083
34.2167
34.225
34.2333
34.2417
34.25
34.2583
34.2667
34.275
34.2833
34.2917
34.3
34.3083
34.3167
34.325
34.3333
34.3417
34.35
34.3583
34.3667
34.375
34.3833
34.3917
34.4
34.4083
34.4167
34.425
34.4333
34.4417
34.45
34.4583
34.4667
34.475
34.4833
34.4917
34.5
34.5083
34.5167
34.525
34.5333
34.5417
34.55
34.5583
34.5667
34.575
34.5833
34.5917
34.6
34.6083
34.6167
34.625
34.6333
34.6417
34.65
34.6583
34.6667
34.675
34.6833
34.6917
34.7
34.7083
34.7167
34.725
34.7333
34.7417
34.75
34.7583
34.7667
34.775
34.7833
34.7917
34.8
34.8083
34.8167
34.825
34.8333
34.8417
34.85
34.8583
34.8667
34.875
34.8833
34.8917
34.9
34.9083
34.9167
34.925
34.9333
34.9417
34.95
34.9583
34.9667
34.975
34.9833
34.9917
35
35.0083
35.0167
35.025
35.0333
35.0417
35.05
35.0583
35.0667
35.075
35.0833
35.0917
35.1
35.1083
35.1167
35.125
35.1333
35.1417
35.15
35.1583
35.1667
35.175
35.1833
35.1917
35.2
35.2083
35.2167
35.225
35.2333
35.2417
35.25
35.2583
35.2667
35.275
35.2833
35.2917
35.3
35.3083
35.3167
35.325
35.3333
35.3417
35.35
35.3583
35.3667
35.375
35.3833
35.3917
35.4
35.4083
35.4167
35.425
35.4333
35.4417
35.45
35.4583
35.4667
35.475
35.4833
35.4917
35.5
35.5083
35.5167
35.525
35.5333
35.5417
35.55
35.5583
35.5667
35.575
35.5833
35.5917
35.6
35.6083
35.6167
35.625
35.6333
35.6417
35.65
35.6583
35.6667
35.675
35.6833
35.6917
35.7
35.7083
35.7167
35.725
35.7333
35.7417
35.75
35.7583
35.7667
35.775
35.7833
35.7917
35.8
35.8083
35.8167
35.825
35.8333
35.8417
35.85
35.8583
35.8667
35.875
35.8833
35.8917
35.9
35.9083
35.9167
35.925
35.9333
35.9417
35.95
35.9583
35.9667
35.975
35.9833
35.9917
36
36.0083
36.0167
36.025
36.0333
36.0417
36.05
36.0583
36.0667
36.075
36.0833
36.0917
36.1
36.1083
36.1167
36.125
36.1333
36.1417
36.15
36.1583
36.1667
36.175
36.1833
36.1917
36.2
36.2083
36.2167
36.225
36.2333
36.2417
36.25
36.2583
36.2667
36.275
36.2833
36.2917
36.3
36.3083
36.3167
36.325
36.3333
36.3417
36.35
36.3583
36.3667
36.375
36.3833
36.3917
36.4
36.4083
36.4167
36.425
36.4333
36.4417
36.45
36.4583
36.4667
36.475
36.4833
36.4917
36.5
36.5083
36.5167
36.525
36.5333
36.5417
36.55
36.5583
36.5667
36.575
36.5833
36.5917
36.6
36.6083
36.6167
36.625
36.6333
36.6417
36.65
36.6583
36.6667
36.675
36.6833
36.6917
36.7
36.7083
36.7167
36.725
36.7333
36.7417
36.75
36.7583
36.7667
36.775
36.7833
36.7917
36.8
36.8083
36.8167
36.825
36.8333
36.8417
36.85
36.8583
36.8667
36.875
36.8833
36.8917
36.9
36.9083
36.9167
36.925
36.9333
36.9417
36.95
36.9583
36.9667
36.975
36.9833
36.9917
37
37.0083
37.0167
37.025
37.0333
37.0417
37.05
37.0583
37.0667
37.075
37.0833
37.0917
37.1
37.1083
37.1167
37.125
37.1333
37.1417
37.15
37.1583
37.1667
37.175
37.1833
37.1917
37.2
37.2083
37.2167
37.225
37.2333
37.2417
37.25
37.2583
37.2667
37.275
37.2833
37.2917
37.3
37.3083
37.3167
37.325
37.3333
37.3417
37.35
37.3583
37.3667
37.375
37.3833
37.3917
37.4
37.4083
37.4167
37.425
37.4333
37.4417
37.45
37.4583
37.4667
37.475
37.4833
37.4917
37.5
37.5083
37.5167
37.525
37.5333
37.5417
37.55
37.5583
37.5667
37.575
37.5833
37.5917
37.6
37.6083
37.6167
37.625
37.6333
37.6417
37.65
37.6583
37.6667
37.675
37.6833
37.6917
37.7
37.7083
37.7167
37.725
37.7333
37.7417
37.75
37.7583
37.7667
37.775
37.7833
37.7917
37.8
37.8083
37.8167
37.825
37.8333
37.8417
37.85
37.8583
37.8667
37.875
37.8833
37.8917
37.9
37.9083
37.9167
37.925
37.9333
37.9417
37.95
37.9583
37.9667
37.975
37.9833
37.9917
38
38.0083
38.0167
38.025
38.0333
38.0417
38.05
38.0583
38.0667
38.075
38.0833
38.0917
38.1
38.1083
38.1167
38.125
38.1333
38.1417
38.15
38.1583
38.1667
38.175
38.1833
38.1917
38.2
38.2083
38.2167
38.225
38.2333
38.2417
38.25
38.2583
38.2667
38.275
38.2833
38.2917
38.3
38.3083
38.3167
38.325
38.3333
38.3417
38.35
38.3583
38.3667
38.375
38.3833
38.3917
38.4
38.4083
38.4167
38.425
38.4333
38.4417
38.45
38.4583
38.4667
38.475
38.4833
38.4917
38.5
38.5083
38.5167
38.525
38.5333
38.5417
38.55
38.5583
38.5667
38.575
38.5833
38.5917
38.6
38.6083
38.6167
38.625
38.6333
38.6417
38.65
38.6583
38.6667
38.675
38.6833
38.6917
38.7
38.7083
38.7167
38.725
38.7333
38.7417
38.75
38.7583
38.7667
38.775
38.7833
38.7917
38.8
38.8083
38.8167
38.825
38.8333
38.8417
38.85
38.8583
38.8667
38.875
38.8833
38.8917
38.9
38.9083
38.9167
38.925
38.9333
38.9417
38.95
38.9583
38.9667
38.975
38.9833
38.9917
39
39.0083
39.0167
39.025
39.0333
39.0417
39.05
39.0583
39.0667
39.075
39.0833
39.0917
39.1
39.1083
39.1167
39.125
39.1333
39.1417
39.15
39.1583
39.1667
39.175
39.1833
39.1917
39.2
39.2083
39.2167
39.225
39.2333
39.2417
39.25
39.2583
39.2667
39.275
39.2833
39.2917
39.3
39.3083
39.3167
39.325
39.3333
39.3417
39.35
39.3583
39.3667
39.375
39.3833
39.3917
39.4
39.4083
39.4167
39.425
39.4333
39.4417
39.45
39.4583
39.4667
39.475
39.4833
39.4917
39.5
39.5083
39.5167
39.525
39.5333
39.5417
39.55
39.5583
39.5667
39.575
39.5833
39.5917
39.6
39.6083
39.6167
39.625
39.6333
39.6417
39.65
39.6583
39.6667
39.675
39.6833
39.6917
39.7
39.7083
39.7167
39.725
39.7333
39.7417
39.75
39.7583
39.7667
39.775
39.7833
39.7917
39.8
39.8083
39.8167
39.825
39.8333
39.8417
39.85
39.8583
39.8667
39.875
39.8833
39.8917
39.9
39.9083
39.9167
39.925
39.9333
39.9417
39.95
39.9583
39.9667
39.975
39.9833
39.9917
40
40.0083
40.0167
40.025
40.0333
40.0417
40.05
40.0583
40.0667
40.075
40.0833
40.0917
40.1
40.1083
40.1167
40.125
40.1333
40.1417
40.15
40.1583
40.1667
40.175
40.1833
40.1917
40.2
40.2083
40.2167
40.225
40.2333
40.2417
40.25
40.2583
40.2667
40.275
40.2833
40.2917
40.3
40.3083
40.3167
40.325
40.3333
40.3417
40.35
40.3583
40.3667
40.375
40.3833
40.3917
40.4
40.4083
40.4167
40.425
40.4333
40.4417
40.45
40.4583
40.4667
40.475
40.4833
40.4917
40.5
40.5083
40.5167
40.525
40.5333
40.5417
40.55
40.5583
40.5667
40.575
40.5833
40.5917
40.6
40.6083
40.6167
40.625
40.6333
40.6417
40.65
40.6583
40.6667
40.675
40.6833
40.6917
40.7
40.7083
40.7167
40.725
40.7333
40.7417
40.75
40.7583
40.7667
40.775
40.7833
40.7917
40.8
40.8083
40.8167
40.825
40.8333
40.8417
40.85
40.8583
40.8667
40.875
40.8833
40.8917
40.9
40.9083
40.9167
40.925
40.9333
40.9417
40.95
40.9583
40.9667
40.975
40.9833
40.9917
41
41.0083
41.0167
41.025
41.0333
41.0417
41.05
41.0583
41.0667
41.075
41.0833
41.0917
41.1
41.1083
41.1167
41.125
41.1333
41.1417
41.15
41.1583
41.1667
41.175
41.1833
41.1917
41.2
41.2083
41.2167
41.225
41.2333
41.2417
41.25
41.2583
41.2667
41.275
41.2833
41.2917
41.3
41.3083
41.3167
41.325
41.3333
41.3417
41.35
41.3583
41.3667
41.375
41.3833
41.3917
41.4
41.4083
41.4167
41.425
41.4333
41.4417
41.45
41.4583
41.4667
41.475
41.4833
41.4917
41.5
41.5083
41.5167
41.525
41.5333
41.5417
41.55
41.5583
41.5667
41.575
41.5833
41.5917
41.6
41.6083
41.6167
41.625
41.6333
41.6417
41.65
41.6583
41.6667
41.675
41.6833
41.6917
41.7
41.7083
41.7167
41.725
41.7333
41.7417
41.75
41.7583
41.7667
41.775
41.7833
41.7917
41.8
41.8083
41.8167
41.825
41.8333
41.8417
41.85
41.8583
41.8667
41.875
41.8833
41.8917
41.9
41.9083
41.9167
41.925
41.9333
41.9417
41.95
41.9583
41.9667
41.975
41.9833
41.9917
42
42.0083
42.0167
42.025
42.0333
42.0417
42.05
42.0583
42.0667
42.075
42.0833
42.0917
42.1
42.1083
42.1167
42.125
42.1333
42.1417
42.15
42.1583
42.1667
42.175
42.1833
42.1917
42.2
42.2083
42.2167
42.225
42.2333
42.2417
42.25
42.2583
42.2667
42.275
42.2833
42.2917
42.3
42.3083
42.3167
42.325
42.3333
42.3417
42.35
42.3583
42.3667
42.375
42.3833
42.3917
42.4
42.4083
42.4167
42.425
42.4333
42.4417
42.45
42.4583
42.4667
42.475
42.4833
42.4917
42.5
42.5083
42.5167
42.525
42.5333
42.5417
42.55
42.5583
42.5667
42.575
42.5833
42.5917
42.6
42.6083
42.6167
42.625
42.6333
42.6417
42.65
42.6583
42.6667
42.675
42.6833
42.6917
42.7
42.7083
42.7167
42.725
42.7333
42.7417
42.75
42.7583
42.7667
42.775
42.7833
42.7917
42.8
42.8083
42.8167
42.825
42.8333
42.8417
42.85
42.8583
42.8667
42.875
42.8833
42.8917
42.9
42.9083
42.9167
42.925
42.9333
42.9417
42.95
42.9583
42.9667
42.975
42.9833
42.9917
43
43.0083
43.0167
43.025
43.0333
43.0417
43.05
43.0583
43.0667
43.075
43.0833
43.0917
43.1
43.1083
43.1167
43.125
43.1333
43.1417
43.15
43.1583
43.1667
43.175
43.1833
43.1917
43.2
43.2083
43.2167
43.225
43.2333
43.2417
43.25
43.2583
43.2667
43.275
43.2833
43.2917
43.3
43.3083
43.3167
43.325
43.3333
43.3417
43.35
43.3583
43.3667
43.375
43.3833
43.3917
43.4
43.4083
43.4167
43.425
43.4333
43.4417
43.45
43.4583
43.4667
43.475
43.4833
43.4917
43.5
43.5083
43.5167
43.525
43.5333
43.5417
43.55
43.5583
43.5667
43.575
43.5833
43.5917
43.6
43.6083
43.6167
43.625
43.6333
43.6417
43.65
43.6583
43.6667
43.675
43.6833
43.6917
43.7
43.7083
43.7167
43.725
43.7333
43.7417
43.75
43.7583
43.7667
43.775
43.7833
43.7917
43.8
43.8083
43.8167
43.825
43.8333
43.8417
43.85
43.8583
43.8667
43.875
43.8833
43.8917
43.9
43.9083
43.9167
43.925
43.9333
43.9417
43.95
43.9583
43.9667
43.975
43.9833
43.9917
44
44.0083
44.0167
44.025
44.0333
44.0417
44.05
44.0583
44.0667
44.075
44.0833
44.0917
44.1
44.1083
44.1167
44.125
44.1333
44.1417
44.15
44.1583
44.1667
44.175
44.1833
44.1917
44.2
44.2083
44.2167
44.225
44.2333
44.2417
44.25
44.2583
44.2667
44.275
44.2833
44.2917
44.3
44.3083
44.3167
44.325
44.3333
44.3417
44.35
44.3583
44.3667
44.375
44.3833
44.3917
44.4
44.4083
44.4167
44.425
44.4333
44.4417
44.45
44.4583
44.4667
44.475
44.4833
44.4917
44.5
44.5083
44.5167
44.525
44.5333
44.5417
44.55
44.5583
44.5667
44.575
44.5833
44.5917
44.6
44.6083
44.6167
44.625
44.6333
44.6417
44.65
44.6583
44.6667
44.675
44.6833
44.6917
44.7
44.7083
44.7167
44.725
44.7333
44.7417
44.75
44.7583
44.7667
44.775
44.7833
44.7917
44.8
44.8083
44.8167
44.825
44.8333
44.8417
44.85
44.8583
44.8667
44.875
44.8833
44.8917
44.9
44.9083
44.9167
44.925
44.9333
44.9417
44.95
44.9583
44.9667
44.975
44.9833
44.9917
45
45.0083
45.0167
45.025
45.0333
45.0417
45.05
45.0583
45.0667
45.075
45.0833
45.0917
45.1
45.1083
45.1167
45.125
45.1333
45.1417
45.15
45.1583
45.1667
45.175
45.1833
45.1917
45.2
45.2083
45.2167
45.225
45.2333
45.2417
45.25
45.2583
45.2667
45.275
45.2833
45.2917
45.3
45.3083
45.3167
45.325
45.3333
45.3417
45.35
45.3583
45.3667
45.375
45.3833
45.3917
45.4
45.4083
45.4167
45.425
45.4333
45.4417
45.45
45.4583
45.4667
45.475
45.4833
45.4917
45.5
45.5083
45.5167
45.525
45.5333
45.5417
45.55
45.5583
45.5667
45.575
45.5833
45.5917
45.6
45.6083
45.6167
45.625
45.6333
45.6417
45.65
45.6583
45.6667
45.675
45.6833
45.6917
45.7
45.7083
45.7167
45.725
45.7333
45.7417
45.75
45.7583
45.7667
45.775
45.7833
45.7917
45.8
45.8083
45.8167
45.825
45.8333
45.8417
45.85
45.8583
45.8667
45.875
45.8833
45.8917
45.9
45.9083
45.9167
45.925
45.9333
45.9417
45.95
45.9583
45.9667
45.975
45.9833
45.9917
46
46.0083
46.0167
46.025
46.0333
46.0417
46.05
46.0583
46.0667
46.075
46.0833
46.0917
46.1
46.1083
46.1167
46.125
46.1333
46.1417
46.15
46.1583
46.1667
46.175
46.1833
46.1917
46.2
46.2083
46.2167
46.225
46.2333
46.2417
46.25
46.2583
46.2667
46.275
46.2833
46.2917
46.3
46.3083
46.3167
46.325
46.3333
46.3417
46.35
46.3583
46.3667
46.375
46.3833
46.3917
46.4
46.4083
46.4167
46.425
46.4333
46.4417
46.45
46.4583
46.4667
46.475
46.4833
46.4917
46.5
46.5083
46.5167
46.525
46.5333
46.5417
46.55
46.5583
46.5667
46.575
46.5833
46.5917
46.6
46.6083
46.6167
46.625
46.6333
46.6417
46.65
46.6583
46.6667
46.675
46.6833
46.6917
46.7
46.7083
46.7167
46.725
46.7333
46.7417
46.75
46.7583
46.7667
46.775
46.7833
46.7917
46.8
46.8083
46.8167
46.825
46.8333
46.8417
46.85
46.8583
46.8667
46.875
46.8833
46.8917
46.9
46.9083
46.9167
46.925
46.9333
46.9417
46.95
46.9583
46.9667
46.975
46.9833
46.9917
47
47.0083
47.0167
47.025
47.0333
47.0417
47.05
47.0583
47.0667
47.075
47.0833
47.0917
47.1
47.1083
47.1167
47.125
47.1333
47.1417
47.15
47.1583
47.1667
47.175
47.1833
47.1917
47.2
47.2083
47.2167
47.225
47.2333
47.2417
47.25
47.2583
47.2667
47.275
47.2833
47.2917
47.3
47.3083
47.3167
47.325
47.3333
47.3417
47.35
47.3583
47.3667
47.375
47.3833
47.3917
47.4
47.4083
47.4167
47.425
47.4333
47.4417
47.45
47.4583
47.4667
47.475
47.4833
47.4917
47.5
47.5083
47.5167
47.525
47.5333
47.5417
47.55
47.5583
47.5667
47.575
47.5833
47.5917
47.6
47.6083
47.6167
47.625
47.6333
47.6417
47.65
47.6583
47.6667
47.675
47.6833
47.6917
47.7
47.7083
47.7167
47.725
47.7333
47.7417
47.75
47.7583
47.7667
47.775
47.7833
47.7917
47.8
47.8083
47.8167
47.825
47.8333
47.8417
47.85
47.8583
47.8667
47.875
47.8833
47.8917
47.9
47.9083
47.9167
47.925
47.9333
47.9417
47.95
47.9583
47.9667
47.975
47.9833
47.9917
48
48.0083
48.0167
48.025
48.0333
48.0417
48.05
48.0583
48.0667
48.075
48.0833
48.0917
48.1
48.1083
48.1167
48.125
48.1333
48.1417
48.15
48.1583
48.1667
48.175
48.1833
48.1917
48.2
48.2083
48.2167
48.225
48.2333
48.2417
48.25
48.2583
48.2667
48.275
48.2833
48.2917
48.3
48.3083
48.3167
48.325
48.3333
48.3417
48.35
48.3583
48.3667
48.375
48.3833
48.3917
48.4
48.4083
48.4167
48.425
48.4333
48.4417
48.45
48.4583
48.4667
48.475
48.4833
48.4917
48.5
48.5083
48.5167
48.525
48.5333
48.5417
48.55
48.5583
48.5667
48.575
48.5833
48.5917
48.6
48.6083
48.6167
48.625
48.6333
48.6417
48.65
48.6583
48.6667
48.675
48.6833
48.6917
48.7
48.7083
48.7167
48.725
48.7333
48.7417
48.75
48.7583
48.7667
48.775
48.7833
48.7917
48.8
48.8083
48.8167
48.825
48.8333
48.8417
48.85
48.8583
48.8667
48.875
48.8833
48.8917
48.9
48.9083
48.9167
48.925
48.9333
48.9417
48.95
48.9583
48.9667
48.975
48.9833
48.9917
49
49.0083
49.0167
49.025
49.0333
49.0417
49.05
49.0583
49.0667
49.075
49.0833
49.0917
49.1
49.1083
49.1167
49.125
49.1333
49.1417
49.15
49.1583
49.1667
49.175
49.1833
49.1917
49.2
49.2083
49.2167
49.225
49.2333
49.2417
49.25
49.2583
49.2667
49.275
49.2833
49.2917
49.3
49.3083
49.3167
49.325
49.3333
49.3417
49.35
49.3583
49.3667
49.375
49.3833
49.3917
49.4
49.4083
49.4167
49.425
49.4333
49.4417
49.45
49.4583
49.4667
49.475
49.4833
49.4917
49.5
49.5083
49.5167
49.525
49.5333
49.5417
49.55
49.5583
49.5667
49.575
49.5833
49.5917
49.6
49.6083
49.6167
49.625
49.6333
49.6417
49.65
49.6583
49.6667
49.675
49.6833
49.6917
49.7
49.7083
49.7167
49.725
49.7333
49.7417
49.75
49.7583
49.7667
49.775
49.7833
49.7917
49.8
49.8083
49.8167
49.825
49.8333
49.8417
49.85
49.8583
49.8667
49.875
49.8833
49.8917
49.9
49.9083
49.9167
49.925
49.9333
49.9417
49.95
49.9583
49.9667
49.975
49.9833
49.9917
50
50.0083
50.0167
50.025
50.0333
50.0417
50.05
50.0583
50.0667
50.075
50.0833
50.0917
50.1
50.1083
50.1167
50.125
50.1333
50.1417
50.15
50.1583
50.1667
50.175
50.1833
50.1917
50.2
50.2083
50.2167
50.225
50.2333
50.2417
50.25
50.2583
50.2667
50.275
50.2833
50.2917
50.3
50.3083
50.3167
50.325
50.3333
50.3417
50.35
50.3583
50.3667
50.375
50.3833
50.3917
50.4
50.4083
50.4167
50.425
50.4333
50.4417
50.45
50.4583
50.4667
50.475
50.4833
50.4917
50.5
50.5083
50.5167
50.525
50.5333
50.5417
50.55
50.5583
50.5667
50.575
50.5833
50.5917
50.6
50.6083
50.6167
50.625
50.6333
50.6417
50.65
50.6583
50.6667
50.675
50.6833
50.6917
50.7
50.7083
50.7167
50.725
50.7333